{"text_format":"3","workbook":"xlsx","n_sheets":2,"sheets":["Sheet9","Sheet10"],"read":"whole","date_system":"1900"}

{"sheet":"Sheet9","index":0,"n_rows":1509,"n_cols":8,"rows_kept":1509,"merged":[[0,0,0,7]]}
["废旧回收"]
["序号","统一编号","名称","型号","测量范围","出厂编号","产地","使用部门"]
[1,"C-DL-002","酸度计","PHep",null,"H198107","HANNA公司","动力中心"]
[2,"D-DL-004","兆欧表","ZC-7","2500V   2500MΩ",13032853,null,"动力中心"]
[3,"D-DL-011","绝缘电阻表","ZC-7","2500V 2500MΩ",13032853,null,"动力中心"]
[4,"L-DL-006","压力表","Y-100","0-1.6MPa",8977,"西安自动化仪表一厂","动力中心"]
[5,"L-DL-013","压力表","Y-100","0-1.6MPa",8692,"西安自动化仪表一厂","动力中心"]
[6,"L-DL-016","压力表","Y-100","0-1.6MPa","12.10.06.9215","西安自动化仪表一厂","动力中心"]
[7,"L-DL-018","压力表","Y-100","0-1.6MPa",8383,"自安自动化仪表一厂","动力中心"]
[8,"L-DL-020","压力表","Y-100","0-1.6MPa",8638,"西安自动化仪表一厂","动力中心"]
[9,"L-DL-023","压力表","Y-100","0-1.6MPa",9312,"西安自动化仪表一厂","动力中心"]
[10,"L-DL-040","压力表","Y-100","0-1.6MPa",9153,"西安自动化仪表一厂","动力中心"]
[11,"L-DL-055","压力表","Y-100","0-1.6MPa",8492,"西安自动化仪表一厂","动力中心"]
[12,"L-DL-064","压力表","Y-100","0-1.6MPa",1830,"上海亿川仪表厂","动力中心"]
[13,"L-DL-067","压力表","Y-100","0-1.6MPa",1142017,"天津市博莱特仪表有限公司","动力中心"]
[14,"L-DL-070","压力变送器","XA-82","0-1.6MPa","H210A11812","西安自动化仪表一厂","动力中心"]
[15,"L-DL-078","压力变送器","XA-82","0-1.6MPa","H210A11813","西安自动化仪表一厂","动力中心"]
[16,"L-DL-082","压力变送器","XA-82","0-1.6MPa","H210A11822","西安自动化仪表一厂","动力中心"]
[17,"L-DL-089","压力变送器","XA-82","0-1.6MPa","H210A11824","西安自动化仪表一厂","动力中心"]
[18,"L-DL-093","压力变送器","XA-82","0-1.6MPa","H210A11814","西安自动化仪表一厂","动力中心"]
[19,"L-DL-094","压力变送器","XA-82","0-1.6MPa","H210A11825","西安自动化仪表一厂","动力中心"]
[20,"L-DL-101","膜盒压力表","YE-100","(0-10)KPa",3606,"西安西仪华山仪表厂","动力中心"]
[21,"L-DL-102","膜盒压力表","YE-150","(0-10)KPa",1309712,"西安西仪华山仪表厂","动力中心"]
[22,"L-DL-103","膜盒压力表","YE-150","(0-10)KPa",1309714,"西安西仪华山仪表厂","动力中心"]
[23,"L-DL-104","膜盒压力表","YE-100","(0-10)KPa",3604,"西安西仪华山仪表厂","动力中心"]
[24,"L-DL-105","膜盒压力表","YE-150","0-10 KPa",1202707,"西安自动化仪表一厂","动力中心"]
[25,"L-DL-106","膜盒压力表","YE-150","(0-10)KPa",3607,"西安西仪华山仪表厂","动力中心"]
[26,"L-DL-107","膜盒压力表","YE-150","(0-10)KPa",1103602,"西安西仪华山仪表厂","动力中心"]
[27,"L-DL-108","膜盒压力表","YE-150","(0-10)KPa",3605,"西安西仪华山仪表厂","动力中心"]
[28,"L-DL-109","压力表","0-1.6MPa",null,5676,"青岛黄海仪表厂","动力中心"]
[29,"L-DL-112","压力表","0-1.6MPa",null,"787u","秦川集团宝鸡仪表有限公司","动力中心"]
[30,"L-DL-116","压力变送器","XA-802","0-1.6MPa",15040703,"西安秦威仪表厂","动力中心"]
[31,"L-DL-120","压力变送器","XA-802","0-1.6MPa",15040706,"西安秦威仪表厂","动力中心"]
[32,"L-DL-130","压力表","0-1.6MPa",null,"1405288ZF","秦川集团宝鸡仪表有限公司","动力中心"]
[33,"R-DL-043","温湿度计","干湿球式",null,null,"北京康威仪表有限公司","动力中心"]
[34,"R-DL-054","红外测温仪","VICTOR303A",null,993503939,null,"动力中心"]
[35,"R-DL-055","红外测温仪","303A",null,993503842,"深圳市胜利高电子科技有限公司","动力中心"]
[36,"L-XGC-043","绝压数字压力计","BPK-ZK01","0-100KPa",160182368,"宝鸡恒通电子有限公司","管材新线"]
[37,"Q-XGC-033","气内测校","Φ5.0±0.03mm","Φ5.029mm  Φ4.970mm","130  131","西安翔麟","管材新线"]
[38,"R-XGC-002","温湿度表","WS-A8",null,null,"上海天宇科技仪表有限公司","管材新线"]
[39,"R-XGC-003","绝压数字压力计","BPK-ZK01",null,150280786,null,"管材新线"]
[40,"R-XGC-004","绝压数字压力计","BPK-ZK01",null,150280787,null,"管材新线"]
[41,"R-XGC-024","热电偶","K型",null,"K-05",null,"管材新线"]
[42,"R-XGC-025","热电偶","K型",null,"K-06",null,"管材新线"]
[43,"R-XGC-077","智能仪","AI518",null,"13E155000","厦门宇电","管材新线"]
[44,"R-XGC-078","智能仪","AI518",null,"12C082191","厦门宇电","管材新线"]
[45,"XGC033","塞尺","100mm",{"$nulls":3},"管材新线"]
[46,"XGC047","数显千分尺","0-25mm",null,610080137,"成都量具厂","管材新线"]
[47,34,"压力表","Y-150","0-1MPa",34,"无锡市广顺石化仪表厂","管材制造厂"]
[48,2104,"压力表","Y-150",null,2104,"天津市博莱特仪表有限公司","管材制造厂"]
[49,"3545B","压力表","Y-150",null,"3545B","天津市博莱特仪表有限公司","管材制造厂"]
[50,589,"热电偶","N型",null,589,null,"管材制造厂"]
[51,"708B","压力表","Y-150",null,"708B","天津市博莱特仪表有限公司","管材制造厂"]
[52,"D-GC-002","数字万用表","VC9801A+",null,994729196,"深圳市胜利高电子科技有限公司","管材制造厂"]
[53,"D-GC-005","数字式高精度转速表",null,null,991498007,"深圳胜利高电子科技有限公司","管材制造厂"]
[54,"D-GC-046","交流电流表","6L2","0-30A   30/5A",1951,"川崎电子仪表有限公司","管材制造厂"]
[55,"D-GC-083","数字万用表","VC890D",null,994622122,"深圳市胜利高电子科技有限公司","管材制造厂"]
[56,"D-GC-105","数字转速表",null,null,"S346797","台湾","管材制造厂"]
[57,"GC003","壁厚千分尺","哈量","0-25mm","J90397","哈尔滨量具刃具集团有限公司","管材制造厂"]
[58,"GC006","内测千分尺","青量","25-50mm",100465727,"青海量具刃具有限责任公司","管材制造厂"]
[59,"GC007","内测千分尺","青量","5-30mm",91140122,"青海量具刃具有限责任公司","管材制造厂"]
[60,"GC035","电子数显千分尺","成量","0-25mm",11100215,"成都成量工具集团有限公司","管材制造厂"]
[61,"GC036","电子数显千分尺","成量","0-25mm",11100270,"成都成量工具集团有限公司","管材制造厂"]
[62,"GC038","电子数显千分尺","青量","0-25mm",11100481,"青海量具刃具有限责任公司","管材制造厂"]
[63,"GC040","电子数显卡尺","成量","0-200mm",870510,"成都成量工具集团有限公司","管材制造厂"]
[64,"GC042","电子数显卡尺","成都","0-150mm",1082,"成都成量工具集团有限公司","管材制造厂"]
[65,"GC043","电子数显卡尺","成量","0-150mm",102442,"成都成量工具集团有限公司","管材制造厂"]
[66,"GC048","电子卡尺","成量","0-200mm",2325049,"成都成量工具集团有限公司","管材制造厂"]
[67,"GC053","塞尺","150mm",null,"01#","上海惠申金属制品有限公司","管材制造厂"]
[68,"GC057","塞尺","200mm",null,"05#","上海惠申金属制品有限公司","管材制造厂"]
[69,"GC058","塞尺","200mm",null,"06#","上海惠申金属制品有限公司","管材制造厂"]
[70,"GC063","钢卷尺","5m",null,5,"宁波长城精工实业有限公司","管材制造厂"]
[71,"GC065","钢卷尺","5m",null,3,"宁波长城精工实业有限公司","管材制造厂"]
[72,"GC066","钢卷尺","5m",null,2,"宁波长城精工实业有限公司","管材制造厂"]
[73,"GC067","钢卷尺","5m",null,1,"宁波长城精工实业有限公司","管材制造厂"]
[74,"GC068","电子数显外径尺","0-25mm",null,11100200,"成都成量工具有限公司","管材制造厂"]
[75,"GC071","数显卡尺","0-150mm",null,"10-2.8359","成都成量工具有限公司","管材制造厂"]
[76,"GC080","电子数显外径千分尺","0-25mm",null,11100362,"成都成量工具有限公司","管材制造厂"]
[77,"GC087","框式水平仪","200×200mm",null,117107,"沈阳水平仪厂","管材制造厂"]
[78,"GC109","平行直角尺","100×70mm",null,1670,"Beta","管材制造厂"]
[79,"GC115","数显游标卡尺","0-200mm","0-200mm",860761,"成都成量工具集团有限公司","管材制造厂"]
[80,"GC117","塞尺","150mm",null,"A11","上海惠申金属制品有限公司","管材制造厂"]
[81,"GC118","塞尺","150mm",null,"A13","上海惠申金属制品有限公司","管材制造厂"]
[82,"GC119","塞尺","150mm",null,"A14","上海惠申金属制品有限公司","管材制造厂"]
[83,"GC120","塞尺","150mm",null,"GJ2","沧州市长城量具有限公司","管材制造厂"]
[84,"GC121","塞尺","100mm",null,"GH01#","沧州市长城量具有限公司","管材制造厂"]
[85,"GC122","塞尺","100mm",null,"GH02#","沧州市长城量具有限公司","管材制造厂"]
[86,"GC123","钢卷尺","3m",null,"GCQ01","宁波长城精工实业有限公司","管材制造厂"]
[87,"GC125","钢卷尺","3m",null,"GCQ03","宁波长城精工实业有限公司","管材制造厂"]
[88,"GC126","钢卷尺","3m",null,"GCQ04","宁波长城精工实业有限公司","管材制造厂"]
[89,"GC127","钢卷尺","3m",null,"GCQ05","宁波长城精工实业有限公司","管材制造厂"]
[90,"GC128","钢卷尺","3m",null,"GCQ06","宁波长城精工实业股份公司","管材制造厂"]
[91,"GC129","钢卷尺","3m",null,"GCQ07","宁波长城精工实业有限公司","管材制造厂"]
[92,"GC130","钢卷尺","3m",null,"GCQ08","宁波长城精工实业有限公司","管材制造厂"]
[93,"GC131","钢卷尺","3m",null,"GCQ09","宁波长城精工实业有限公司","管材制造厂"]
[94,"GC152","钢直尺","500mm",null,"GCZ07-06","宁波长城精工实业有限公司","管材制造厂"]
[95,"GC155","钢直尺","500mm",null,"GCZ10-06","宁波长城精工实业有限公司","管材制造厂"]
[96,"GC156","钢直尺","1000mm",null,"GCZ11-06","宁波长城精工实业有限公司","管材制造厂"]
[97,"GC162","钢直尺","150mm",null,1682150,"Beta","管材制造厂"]
[98,"GC163","千分尺","0-25mm",null,97192,"成都量具厂","管材制造厂"]
[99,"GC183","钢卷尺","5m",{"$nulls":3},"管材制造厂"]
[100,"GC184","钢卷尺","10m",null,"1#","宁波长城精工实业有限公司","管材制造厂"]
[101,"GC185","钢卷尺","10m",null,"2#","宁波长城精工实业有限公司","管材制造厂"]
[102,"GC187","塞尺","150mm",null,"A11","上海惠申金属制品有限公司","管材制造厂"]
[103,"GC188","塞尺","200mm",null,"A12","上海惠申金属制品有限公司","管材制造厂"]
[104,"GC189","塞尺","150mm",null,"A13","上海惠申金属制品有限公司","管材制造厂"]
[105,"GC190","塞尺","150mm",null,"A14","上海惠申金属制品有限公司","管材制造厂"]
[106,"GC192","钢卷尺","5m",null,2,"雷诺工具","管材制造厂"]
[107,"GC193","钢卷尺","5m",null,3,"雷诺工具","管材制造厂"]
[108,"GC194","钢卷尺","5m",null,1,"雷诺工具","管材制造厂"]
[109,"GC195","游标卡尺","0-150mm",null,7040817,"进口","管材制造厂"]
[110,"GC202","塞尺","0.02-1.00mm",null,"S132","沧州长城量具有限责任公司","管材制造厂"]
[111,"GC203","千分尺","0-25mm",{"$nulls":3},"管材制造厂"]
[112,"GC214","钢卷尺","5m",null,10,null,"管材制造厂"]
[113,"GC215","钢卷尺","5m",null,14,null,"管材制造厂"]
[114,"GC216","塞尺","0.02-1.00mm",null,"S131","沧州长城量具有限责任公司","管材制造厂"]
[115,"GC217","钢卷尺","5m",null,10,null,"管材制造厂"]
[116,"GC218","钢卷尺","5m",null,11,null,"管材制造厂"]
[117,"GC219","钢卷尺","5m",null,11,"宁波长城精工实业有限公司","管材制造厂"]
[118,"GC249","钢卷尺","5m",{"$nulls":3},"管材制造厂"]
[119,"GC250","钢卷尺","5m",null,null,"象牌","管材制造厂"]
[120,"L-GC-001","电接点压力真空表","YX-150","（-0.1~0.15）MPa",416,"北京自动化仪表三厂","管材制造厂"]
[121,"L-GC-005","压力表","Y-150",null,"13.3.15K","天津市星光仪表厂","管材制造厂"]
[122,"L-GC-006","压力表","Y-150",null,"1241277-5","上海方峻仪器仪表有限公司","管材制造厂"]
[123,"L-GC-008","压力表","Y-150","0-1 MPa",30,"无锡市广顺石化","管材制造厂"]
[124,"L-GC-009","压力表","Y-150",null,36,"天津市星光仪表厂","管材制造厂"]
[125,"L-GC-017","压力表","Y-100",null,49143,null,"管材制造厂"]
[126,"L-GC-018","压力表","Y-100",null,1578,"杭州东亚仪表有限公司","管材制造厂"]
[127,"L-GC-020","氩气表","YAr-60","0-25MPa",1420,null,"管材制造厂"]
[128,"L-GC-025","氧气压力表","YO-60","（0~2.5）MPa",10494,"宁波宝丰工量具有限公司","管材制造厂"]
[129,"L-GC-026","氧气压力表","YO-60","（0~25）MPa",10495,"宁波宝丰工量具有限公司","管材制造厂"]
[130,"L-GC-027","氧气表","YO-60",null,116,"宁波宝丰工量具有限公司","管材制造厂"]
[131,"L-GC-028","氧气表","YO-60",null,377,"宁波宝丰量具有限公司","管材制造厂"]
[132,"L-GC-031","压力表","Y-60",null,"13.2-915","青岛仪表厂","管材制造厂"]
[133,"L-GC-032","压力表","Y-60",null,"13.2-627","青岛仪表厂","管材制造厂"]
[134,"L-GC-061","压力表","YTN-100Z","0-6MPa","Y01203679","雷尔达仪表有限公司","管材制造厂"]
[135,"L-GC-070","电接点压力表","YXC-150Z","0-4MPa",7413,"上海天湖仪表厂","管材制造厂"]
[136,"L-GC-071","电接点压力表","YXC-150Z","0-4MPa",7414,"上海天湖仪表厂","管材制造厂"]
[137,"L-GC-116","压力表","0-1MPa",null,11,null,"管材制造厂"]
[138,"L-GC-118","压力表","0-1MPa",null,13,null,"管材制造厂"]
[139,"L-GC-123","压力表","0-1MPa",null,18,null,"管材制造厂"]
[140,"L-GC-124","耐震压力表","YTN-100",null,20120801,null,"管材制造厂"]
[141,"L-GC-126","耐震压力表","YTN-100",null,20120802,null,"管材制造厂"]
[142,"L-GC-130","耐震压力表","YTN-100ZT",null,41.57,"雷尔达仪表有限公司","管材制造厂"]
[143,"L-GC-135","耐震压力表","YTN-100ZT",null,98612,"西安自动化仪表一厂","管材制造厂"]
[144,"L-GC-136","耐震压力表","YTN-100ZT",null,98815,"西安自动化仪表一厂","管材制造厂"]
[145,"L-GC-140","耐震压力表","YTN-60ZT","0-60MPa",1,null,"管材制造厂"]
[146,"L-GC-142","耐震压力表","YTN-150ZT",null,7412,"上海天湖仪表厂","管材制造厂"]
[147,"L-GC-144","压力真空表","YZ-100",null,9975,"北京布莱迪仪器仪表有限公司","管材制造厂"]
[148,"L-GC-145","氧气压力表",null,"0-4MPa","09.11.4160","青岛三王焊割设备有限公司","管材制造厂"]
[149,"L-GC-145-1","氧气压力表","0-25MPa",null,"09.11.076","北京自动化仪表三厂","管材制造厂"]
[150,"L-GC-146","氧气压力表",null,"0-25MPa",1109,"青岛三王焊割设备有限公司","管材制造厂"]
[151,"L-GC-147","氧气压力表",null,"0-2.5MPa",1164,"宁波宝丰工具有限公司","管材制造厂"]
[152,"L-GC-148","氧气压力表",null,"0-25MPa",1101,"宁波宝丰工具有限公司","管材制造厂"]
[153,"L-GC-159","压力表","Y-150","0-1 MPa",2304,null,"管材制造厂"]
[154,"L-GC-178","变送器","PMD235",null,151081450,"常州佳盟","管材制造厂"]
[155,"L-GC-189","智能变送控制仪","BPK-ZK-02","-0.1-0.1MPa",453,"宝鸡恒通电子科技有限公司","管材制造厂"]
[156,"L-GC-189-1","智能压力变送控制器","BPK-ZK-02","-0.1-0.1MPa",837,"宝鸡恒通电子科技有限公司","管材制造厂"]
[157,"L-GC-190","电接点压力表","0-60MPa",null,"11.3..35B","秦川集团宝鸡仪表厂","管材制造厂"]
[158,"L-GC-192","压力表","Y-150","0-1MPa",37,"无锡市广顺石化仪表厂","管材制造厂"]
[159,"Q-GC-012","气外测校","Φ8.095±0.02mm","Φ8.1160mm  Φ8.0760mm",null,"成都兴强公司","管材制造厂"]
[160,"Q-GC-014","气外测校","Φ9.505±0.02mm","Φ9.4850mm  Φ9.5245mm",null,"成都兴强公司","管材制造厂"]
[161,"Q-GC-016","气外测校","Φ12.253±0.02mm","Φ12.2725mm Φ12.2340mm",null,"成都兴强公司","管材制造厂"]
[162,"Q-GC-018","气外测校","Φ13.4050±0.02mm","Φ13.4050mm  Φ13.444mm",null,"成都兴强公司","管材制造厂"]
[163,"Q-GC-020","气外测校","Φ10.922±0.02mm","Φ10.9030mm   Φ10.9420mm",null,"成都兴强公司","管材制造厂"]
[164,"Q-GC-021","气内测校",null,"φ8.6","JCN092102-277  1R8  782      1R8  784",null,"管材制造厂"]
[165,"Q-GC-028","气外测校","Φ8.08±0.02mm",null,"GCZ310","西安翔麟精密仪器有限公司","管材制造厂"]
[166,"Q-GC-059","气内测校","Φ11.9±0.05mm","Φ11.95mm   Φ11.85mm","193  194","西安翔麟","管材制造厂"]
[167,"Q-GC-082","气内测校","Φ8.6±0.03mm","Φ8.6300mm  Φ8.5700mm","1x10023  1x10024","西安翔麟","管材制造厂"]
[168,"R-GC-030","热电偶","K型",null,"61817-104",null,"管材制造厂"]
[169,"R-GC-031","热电偶","K型",null,"61817-201",null,"管材制造厂"]
[170,"R-GC-032","热电偶","K型",null,"61817-303",null,"管材制造厂"]
[171,"R-GC-033","热电偶","K型",null,"61817-401",null,"管材制造厂"]
[172,"R-GC-034","热电偶","K型",null,"56974-505",null,"管材制造厂"]
[173,"R-GC-035","热电偶","K型",null,"61817-601",null,"管材制造厂"]
[174,"R-GC-036","热电偶","K型",null,"61817-703",null,"管材制造厂"]
[175,"R-GC-037","热电偶","K型",null,"61817-802",null,"管材制造厂"]
[176,"R-GC-038","热电偶","K型",null,"61817-901",null,"管材制造厂"]
[177,"R-GC-039","热电偶","K型",null,"61974-210",null,"管材制造厂"]
[178,"R-GC-040","热电偶","K型",null,"61974-401",null,"管材制造厂"]
[179,"R-GC-041","热电偶","K型",null,"61974-610",null,"管材制造厂"]
[180,"R-GC-042","热电偶","K型",null,"61817-801",null,"管材制造厂"]
[181,"R-GC-043","热电偶","K型",null,32,null,"管材制造厂"]
[182,"R-GC-044","热电偶","K型",null,33,null,"管材制造厂"]
[183,"R-GC-045","热电偶","K型",null,34,null,"管材制造厂"]
[184,"R-GC-046","热电偶","K型",{"$nulls":3},"管材制造厂"]
[185,"R-GC-047","热电偶","K型",{"$nulls":3},"管材制造厂"]
[186,"R-GC-048","热电偶","K型",{"$nulls":3},"管材制造厂"]
[187,"R-GC-049","热电偶","K型",{"$nulls":3},"管材制造厂"]
[188,"R-GC-068","玻璃温度计","0-200℃","0-200℃",8,"上海华辰医用仪表有限公司","管材制造厂"]
[189,"R-GC-082","热电偶","K",null,"61974-105","NANMAC","管材制造厂"]
[190,"R-GC-083","热电偶","K",null,"61974-305","NANMAC","管材制造厂"]
[191,"R-GC-084","热电偶","K",null,"61974-901","NANMAC","管材制造厂"]
[192,"R-GC-111","红外测温仪",{"$nulls":3},"德国欧普士","管材制造厂"]
[193,"R-GC-129","热电偶","K",null,16,"北京自动化仪表二厂","管材制造厂"]
[194,"R-GC-130","热电偶","K",null,10,"北京自动化仪表二厂","管材制造厂"]
[195,"R-GC-132","热电偶","K",null,20,"北京自动化仪表二厂","管材制造厂"]
[196,"R-GC-145","热电偶","K",null,"61974-402","NANMAC","管材制造厂"]
[197,"R-GC-146","热电偶","K",null,"61974-403","NANMAC","管材制造厂"]
[198,"R-GC-147","热电偶","K",null,"61974-201","NANMAC","管材制造厂"]
[199,"R-GC-148","热电偶","K",null,"61974-202","NANMAC","管材制造厂"]
[200,"R-GC-149","热电偶","K",null,"61974-807","NANMAC","管材制造厂"]
[201,"R-GC-150","热电偶","K",null,"61974-604","NANMAC","管材制造厂"]
[202,"R-GC-151","热电偶","K",null,"61974-603","NANMAC","管材制造厂"]
[203,"R-GC-152","热电偶","K",null,"61974-809","NANMAC","管材制造厂"]
[204,"R-GC-153","热电偶","K",null,"61974-605","NANMAC","管材制造厂"]
[205,"R-GC-154","热电偶","K",null,"61974-810","NANMAC","管材制造厂"]
[206,"R-GC-155","热电偶","K",null,"61974-203","NANMAC","管材制造厂"]
[207,"R-GC-162","热电偶","K",null,"61974-2 05",null,"管材制造厂"]
[208,"R-GC-163","热电偶","K",null,"61974-4 05",null,"管材制造厂"]
[209,"R-GC-164","热电偶","K",null,"61974-4 10",null,"管材制造厂"]
[210,"R-GC-165","热电偶","K",null,"61974-2 04",null,"管材制造厂"]
[211,"R-GC-166","热电偶","K",null,"61974-8 05",null,"管材制造厂"]
[212,"R-GC-167","热电偶","K",null,"61974-8 08",null,"管材制造厂"]
[213,"R-GC-168","热电偶","K",null,"61974-6 02",null,"管材制造厂"]
[214,"R-GC-169","热电偶","K",null,"61974-6 01",null,"管材制造厂"]
[215,"R-GC-172","热电偶","K",null,"56974-206","USA","管材制造厂"]
[216,"R-GC-173","热电偶","K",null,"61974-408","USA","管材制造厂"]
[217,"R-GC-175","热电偶","K",null,"61974-502","USA","管材制造厂"]
[218,"R-GC-189","热电偶","K",null,"61817-304",null,"管材制造厂"]
[219,"R-GC-190","热电偶","K",null,"61817-307",null,"管材制造厂"]
[220,"R-GC-195","热电偶","K",null,"61817-504",null,"管材制造厂"]
[221,"R-GC-197","热电偶","K",null,"61817-701",null,"管材制造厂"]
[222,"R-GC-200","热电偶","K",null,"61974-806",null,"管材制造厂"]
[223,"R-GC-202","热电偶","K",null,"61817-903",null,"管材制造厂"]
[224,"R-GC-204","热电偶","K",null,"61817-103",null,"管材制造厂"]
[225,"R-GC-229","热电偶","K",null,"61974-903",null,"管材制造厂"]
[226,"R-GC-235","热电偶","K",null,"61817-305",null,"管材制造厂"]
[227,"W-GC-021","机械秒表","504型",null,null,"上海星钻秒表有限公司","管材制造厂"]
[228,"W-GC-040","转速表","91C10","0-300 r/min   0-10 v",1,null,"管材制造厂"]
[229,"W-GC-041","机械秒表","504型",null,null,"上海星钻秒表有限公司","管材制造厂"]
[230,"ZL-GC-009","称重仪表","TCGC-C8",null,1103816,null,"管材制造厂"]
[231,"GC005","钢卷尺","5m",null,"2#-1","象牌","管材制造厂"]
[232,"GC213","钢卷尺","5m",null,8,null,"管材制造厂"]
[233,"GC220","钢卷尺","5m",null,"1#","宁波宝丰","管材制造厂"]
[234,"GC221","钢卷尺","5m",null,"2#","宁波宝丰","管材制造厂"]
[235,"GC245","钢卷尺","5m",null,"3#","宁波长城精工实业有限公司","管材制造厂"]
[236,"GC247","钢卷尺","5m",null,null,"象牌","管材制造厂"]
[237,"GC261","钢卷尺","5m",null,"1#","青岛象牌工具有限公司","管材制造厂"]
[238,"R-GC-020","热电偶","K型",null,9,"北京自动化仪表二厂","管材制造厂"]
[239,"R-GC-247","热电偶","K",null,"52701A-408","USA","管材制造厂"]
[240,"R-GC-248","热电偶","K",null,"56974-205","USA","管材制造厂"]
[241,"HJ015","百分表","成量","0-20mm",1031839,"成都成量工具集团有限公司","合金制造厂"]
[242,"HJ017","百分表","成量","0-20mm",1031650,"成都成量工具集团有限公司","合金制造厂"]
[243,"HJ028","塞尺","150mm",null,null,"上海惠申金属制品公司","合金制造厂"]
[244,"L-HJ-049","抗震压力表","Yk-100",null,1938,"无锡市压力表厂","合金制造厂"]
[245,"L-HJ-051","氩气表","YAr-60",null,2409,null,"合金制造厂"]
[246,"L-HJ-056","乙炔表","YE-60",null,2133,"宁波宝丰工量具有限公司","合金制造厂"]
[247,"L-HJ-057","乙炔表","YE-60",null,3411,"宁波宝丰工量具有限公司","合金制造厂"]
[248,"L-HJ-078","压力表","Y-60","0-1.6MPa",3861,"雷尔达仪表有限公司","合金制造厂"]
[249,"L-HJ-085","压力表","Y-100","0-4MPa",7309,"雷尔达仪表有限公司","合金制造厂"]
[250,"L-HJ-090","压力表","Y-40","0-1MPa",null,null,"合金制造厂"]
[251,"L-HJ-111","压力表",null,"0-1MPa",5048,"中国雷尔达仪表有限公司","合金制造厂"]
[252,"L-HJ-115","压力表",null,"0-1MPa",394,"雷尔达仪表有限公司","合金制造厂"]
[253,"L-HJ-116","压力表",null,"0-1MPa",350,"雷尔达仪表有限公司","合金制造厂"]
[254,"L-HJ-136","压力表","YTN-60",null,41205005,null,"合金制造厂"]
[255,"L-HJ-137","压力表","YTN-60",null,41205004,null,"合金制造厂"]
[256,"L-HJ-140","压力表","Y-150",null,"Y10104289",null,"合金制造厂"]
[257,"L-HJ-144","压力表","YTN-60",null,41205002,null,"合金制造厂"]
[258,"L-HJ-165","真空计","PSG500",null,10872,"INFICON  AG","合金制造厂"]
[259,"L-HJ-177","真空规","CDG025D",null,157,"INFICON","合金制造厂"]
[260,"L-HJ-178","真空规","CDG025D",null,246,"INFICON","合金制造厂"]
[261,"L-HJ-197","电容薄膜规","CDG025D",null,196,"INFICON","合金制造厂"]
[262,"L-HJ-220","乙炔压力表","0-0.25MPa",null,644,"上海减压器厂有限公司","合金制造厂"]
[263,"L-HJ-221","乙炔压力表","0-4MPa",null,1790,"上海减压器厂有限公司","合金制造厂"]
[264,"L-HJ-228","电容薄膜规","CDG025D",null,202,"INFICON","合金制造厂"]
[265,"L-HJ-230","压力表","0-2.5MPa",null,1105,null,"合金制造厂"]
[266,"L-HJ-231","压力表","0-25MPa",null,1106,null,"合金制造厂"]
[267,"L-HJ-258","压力表",null,"0-2.5  MPa",null,null,"合金制造厂"]
[268,"L-HJ-259","压力表",null,"0-25 MPa",null,null,"合金制造厂"]
[269,"C-YF-001","单标线容量瓶","100ml",null,"01#",null,"理化检测中心"]
[270,"C-YF-002","单标线容量瓶","100ml",null,"02#",null,"理化检测中心"]
[271,"C-YF-004","单标线容量瓶","100ml",null,"04#",null,"理化检测中心"]
[272,"C-YF-005","单标线容量瓶","50ml",null,"05#",null,"理化检测中心"]
[273,"C-YF-006","单标线容量瓶","250ml",null,"06#",null,"理化检测中心"]
[274,"C-YF-007","单标线容量瓶","500ml",null,"07#",null,"理化检测中心"]
[275,"C-YF-008","单标线容量瓶","1000ml",null,"08#",null,"理化检测中心"]
[276,"C-YF-009","单标线容量瓶","1000ml",null,"09#",null,"理化检测中心"]
[277,"C-YF-018","移液器","1000-10000μL",null,"06J99272","BRAND","理化检测中心"]
[278,"L-YF-002(L-21-226)","压力传感器","CFBPJ","0-180MPa","9P16663","蚌埠高灵传感系统有限公司","理化检测中心"]
[279,"L-YF-049","数显表","708P",null,6467,null,"理化检测中心"]
[280,"L-YF-061","压力表","0-1.6MPa","0-1.6MPa",921,"天水秦益特种仪器仪表有限公司","理化检测中心"]
[281,"L-YF-144","压力变送器","PM20F","（0~180）MPa",16020401,"西安沃尔泰测量技术有限公司","理化检测中心"]
[282,"R-YF-002","温控仪（温度）","AI-701P",null,997169,null,"理化检测中心"]
[283,"R-YF-003","温控仪（温度）","AI-701P",null,997172,null,"理化检测中心"]
[284,"R-YF-012","铠装热电偶","WREK133（E型）","600mm",null,null,"理化检测中心"]
[285,"R-YF-014","铠装热电偶","WREK133（E型）","600mm",null,null,"理化检测中心"]
[286,"R-YF-043","热电偶","K型",null,2,null,"理化检测中心"]
[287,"R-YF-044","热电偶","K型",null,110602401,"重庆大正温度仪表有限公司","理化检测中心"]
[288,"R-YF-045","热电偶","K型",null,110602402,"重庆大正温度仪表有限公司","理化检测中心"]
[289,"R-YF-046","热电偶","K型",null,110602403,"重庆大正温度仪表有限公司","理化检测中心"]
[290,"R-YF-047","热电偶","K型",null,110602404,"重庆大正温度仪表有限公司","理化检测中心"]
[291,"R-YF-048","热电偶","K型",null,110602405,"重庆大正温度仪表有限公司","理化检测中心"]
[292,"R-YF-049","热电偶","K型",null,110602406,"重庆大正温度仪表有限公司","理化检测中心"]
[293,"R-YF-050","热电偶","K型",null,110602407,"重庆大正温度仪表有限公司","理化检测中心"]
[294,"R-YF-052","热电偶","K型",null,110602409,"重庆大正温度仪表有限公司","理化检测中心"]
[295,"R-YF-053","热电偶","K型",null,110602410,"重庆大正温度仪表有限公司","理化检测中心"]
[296,"R-YF-054","热电偶","K型",null,110602411,"重庆大正温度仪表有限公司","理化检测中心"]
[297,"R-YF-055","热电偶","K型",null,110602412,"重庆大正温度仪表有限公司","理化检测中心"]
[298,"R-YF-056","热电偶","K型",null,110602413,"重庆大正温度仪表有限公司","理化检测中心"]
[299,"R-YF-057","热电偶","K型",null,110602414,"重庆大正温度仪表有限公司","理化检测中心"]
[300,"R-YF-058","热电偶","K型",null,110602415,"重庆大正温度仪表有限公司","理化检测中心"]
[301,"R-YF-059","热电偶","K型",null,110602416,"重庆大正温度仪表有限公司","理化检测中心"]
[302,"R-YF-065","热电偶","K型",null,"R6001",null,"理化检测中心"]
[303,"R-YF-066","热电偶","K型",null,"R6001",null,"理化检测中心"]
[304,"R-YF-068","热电偶","K型",null,"R6001","国家钢铁总院","理化检测中心"]
[305,"R-YF-069","热电偶","K型",null,"R6001","钢铁研究总院","理化检测中心"]
[306,"R-YF-070","热电偶","K型",null,"R6002","钢铁研究总院","理化检测中心"]
[307,"R-YF-071","热电偶","K型",null,"R6002","钢铁研究总院","理化检测中心"]
[308,"R-YF-072","热电偶","K型",null,"R6002","钢铁研究总院","理化检测中心"]
[309,"R-YF-073","热电偶","K型",null,"R6002","钢铁研究总院","理化检测中心"]
[310,"R-YF-074","热电偶","K型",null,"R6004",null,"理化检测中心"]
[311,"R-YF-075","热电偶","K型",null,"R6002","钢铁研究总院","理化检测中心"]
[312,"R-YF-076","热电偶","K型",null,"R6003","钢铁研究总院","理化检测中心"]
[313,"R-YF-078","热电偶","K型",null,"R6003","钢铁研究总院","理化检测中心"]
[314,"R-YF-080","热电偶","K型",null,"R6003","钢铁研究总院","理化检测中心"]
[315,"R-YF-082","热电偶","K型",null,"R6004","钢铁研究总院","理化检测中心"]
[316,"R-YF-083","热电偶","K型",null,"R6004","钢铁研究总院","理化检测中心"]
[317,"R-YF-084","热电偶","K型",null,"R6004","钢铁研究总院","理化检测中心"]
[318,"R-YF-086","廉金属热电偶","K型",null,111100730,"重庆市大正温度仪表有限公司","理化检测中心"]
[319,"R-YF-089","廉金属热电偶","K型",null,111100707,"重庆市大正温度仪表有限公司","理化检测中心"]
[320,"R-YF-090","廉金属热电偶","K型",null,111100732,"重庆市大正温度仪表有限公司","理化检测中心"]
[321,"R-YF-092","廉金属热电偶","K型",null,111100735,"重庆市大正温度仪表有限公司","理化检测中心"]
[322,"R-YF-093","廉金属热电偶","K型",null,111100741,"重庆市大正温度仪表有限公司","理化检测中心"]
[323,"R-YF-094","廉金属热电偶","K型",null,111100727,"重庆市大正温度仪表有限公司","理化检测中心"]
[324,"R-YF-095","廉金属热电偶","K型",null,111100725,"重庆市大正温度仪表有限公司","理化检测中心"]
[325,"R-YF-096","廉金属热电偶","K型",null,111100742,"重庆市大正温度仪表有限公司","理化检测中心"]
[326,"R-YF-097","廉金属热电偶","K型",null,111100726,"重庆市大正温度仪表有限公司","理化检测中心"]
[327,"R-YF-099","廉金属热电偶","K型",null,111100704,"重庆市大正温度仪表有限公司","理化检测中心"]
[328,"R-YF-100","廉金属热电偶","K型",null,111100714,"重庆市大正温度仪表有限公司","理化检测中心"]
[329,"R-YF-101","廉金属热电偶","K型",null,111100720,"重庆市大正温度仪表有限公司","理化检测中心"]
[330,"R-YF-102","廉金属热电偶","K型",null,111100715,"重庆市大正温度仪表有限公司","理化检测中心"]
[331,"R-YF-103","廉金属热电偶","K型",null,111100702,"重庆市大正温度仪表有限公司","理化检测中心"]
[332,"R-YF-104","廉金属热电偶","K型",null,111100709,"重庆市大正温度仪表有限公司","理化检测中心"]
[333,"R-YF-105","廉金属热电偶","K型",null,111100711,"重庆市大正温度仪表有限公司","理化检测中心"]
[334,"R-YF-106","廉金属热电偶","K型",null,111100717,"重庆市大正温度仪表有限公司","理化检测中心"]
[335,"R-YF-107","廉金属热电偶","K型",null,111100705,"重庆市大正温度仪表有限公司","理化检测中心"]
[336,"R-YF-108","廉金属热电偶","K型",null,111100710,"重庆市大正温度仪表有限公司","理化检测中心"]
[337,"R-YF-109","廉金属热电偶","K型",null,111100703,"重庆市大正温度仪表有限公司","理化检测中心"]
[338,"R-YF-110","廉金属热电偶","K型",null,111100708,"重庆市大正温度仪表有限公司","理化检测中心"]
[339,"R-YF-111","廉金属热电偶","K型",null,111100718,"重庆市大正温度仪表有限公司","理化检测中心"]
[340,"R-YF-163","热电偶","WRKK1-003EA",null,111100738,"重庆大正温度仪表有限公司","理化检测中心"]
[341,"R-YF-164","热电偶","WRKK1-003EA",null,111100740,"重庆大正温度仪表有限公司","理化检测中心"]
[342,"R-YF-165","热电偶","WRKK1-003EA",null,111100731,"重庆大正温度仪表有限公司","理化检测中心"]
[343,"R-YF-166","热电偶","WRKK1-003EA",null,111100723,"重庆大正温度仪表有限公司","理化检测中心"]
[344,"R-YF-167","热电偶","WRKK1-003EA",null,111100734,"重庆大正温度仪表有限公司","理化检测中心"]
[345,"R-YF-168","热电偶","WRKK1-003EA",null,111100724,"重庆大正温度仪表有限公司","理化检测中心"]
[346,"R-YF-169","热电偶","WRKK1-003EA",null,111100733,"重庆大正温度仪表有限公司","理化检测中心"]
[347,"R-YF-170","热电偶","WRKK1-003EA",null,111100736,"重庆大正温度仪表有限公司","理化检测中心"]
[348,"R-YF-171","热电偶","K型",null,1,null,"理化检测中心"]
[349,"R-YF-172","热电偶","K型",null,2,null,"理化检测中心"]
[350,"R-YF-173","热电偶","K型",null,3,null,"理化检测中心"]
[351,"R-YF-174","热电偶","K型",null,4,null,"理化检测中心"]
[352,"R-YF-175","热电偶","K型",null,5,null,"理化检测中心"]
[353,"R-YF-176","热电偶","K型",null,6,null,"理化检测中心"]
[354,"R-YF-177","热电偶","K型",null,7,null,"理化检测中心"]
[355,"R-YF-178","热电偶","K型",null,8,null,"理化检测中心"]
[356,"R-YF-179","热电偶","K型",null,9,null,"理化检测中心"]
[357,"R-YF-180","热电偶","K型",null,10,null,"理化检测中心"]
[358,"R-YF-181","热电偶","K型",null,11,null,"理化检测中心"]
[359,"R-YF-182","热电偶","K型",null,12,null,"理化检测中心"]
[360,"R-YF-183","热电偶","K型",null,13,null,"理化检测中心"]
[361,"R-YF-185","热电偶","K型",null,15,null,"理化检测中心"]
[362,"R-YF-186","热电偶","K型",null,16,null,"理化检测中心"]
[363,"R-YF-187","热电偶","K型",null,17,null,"理化检测中心"]
[364,"R-YF-188","热电偶","K型",null,18,null,"理化检测中心"]
[365,"R-YF-189","热电偶","K型",null,19,null,"理化检测中心"]
[366,"R-YF-190","热电偶","K型",null,20,null,"理化检测中心"]
[367,"R-YF-191","热电偶","K型",null,21,null,"理化检测中心"]
[368,"R-YF-192","热电偶","K型",null,22,null,"理化检测中心"]
[369,"R-YF-213","廉金属热电偶","K型",null,111100716,"重庆大正温度仪表有限公司","理化检测中心"]
[370,"R-YF-215","廉金属热电偶","K型",null,111100739,"重庆大正温度仪表有限公司","理化检测中心"]
[371,"R-YF-216","廉金属热电偶","K型",null,111100701,"重庆大正温度仪表有限公司","理化检测中心"]
[372,"R-YF-217","廉金属热电偶","K型",null,111100721,"重庆大正温度仪表有限公司","理化检测中心"]
[373,"R-YF-218","廉金属热电偶","K型",null,111100719,"重庆大正温度仪表有限公司","理化检测中心"]
[374,"R-YF-219","廉金属热电偶","K型",null,111100737,"重庆大正温度仪表有限公司","理化检测中心"]
[375,"R-YF-220","廉金属热电偶","K型",null,111100706,"重庆大正温度仪表有限公司","理化检测中心"]
[376,"R-YF-246","热电偶","K型",null,121211534,null,"理化检测中心"]
[377,"R-YF-254","热电偶","K型",null,121211517,null,"理化检测中心"]
[378,"R-YF-259","热电偶","K型",null,121211513,null,"理化检测中心"]
[379,"R-YF-261","热电偶","K型",null,121211506,null,"理化检测中心"]
[380,"R-YF-292","热电偶","K型",null,130502022,null,"理化检测中心"]
[381,"R-YF-293","热电偶","K型",null,130502009,null,"理化检测中心"]
[382,"R-YF-294","热电偶","K型",null,130502005,null,"理化检测中心"]
[383,"R-YF-295","热电偶","K型",null,130502001,null,"理化检测中心"]
[384,"R-YF-296","热电偶","K型",null,130502010,null,"理化检测中心"]
[385,"R-YF-297","热电偶","K型",null,"A1",null,"理化检测中心"]
[386,"R-YF-298","热电偶","K型",null,"A2",null,"理化检测中心"]
[387,"R-YF-299","热电偶","K型",null,"A4",null,"理化检测中心"]
[388,"R-YF-300","热电偶","K型",null,"A3",null,"理化检测中心"]
[389,"R-YF-301","热电偶","K型",null,"A5",null,"理化检测中心"]
[390,"R-YF-302","热电偶","K型",null,"A6",null,"理化检测中心"]
[391,"R-YF-303","热电偶","K型",null,130710811,"重庆大正温度仪表有限公司","理化检测中心"]
[392,"R-YF-304","热电偶","K型",null,130710810,"重庆大正温度仪表有限公司","理化检测中心"]
[393,"R-YF-305","热电偶","K型",null,130710806,"重庆大正温度仪表有限公司","理化检测中心"]
[394,"R-YF-306","热电偶","K型",null,130710809,"重庆大正温度仪表有限公司","理化检测中心"]
[395,"R-YF-307","热电偶","K型",null,130710804,"重庆大正温度仪表有限公司","理化检测中心"]
[396,"R-YF-308","热电偶","K型",null,130710803,"重庆大正温度仪表有限公司","理化检测中心"]
[397,"R-YF-309","热电偶","K型",null,130710802,"重庆大正温度仪表有限公司","理化检测中心"]
[398,"R-YF-310","热电偶","K型",null,130710801,"重庆大正温度仪表有限公司","理化检测中心"]
[399,"R-YF-311","热电偶","K型",null,130710812,"重庆大正温度仪表有限公司","理化检测中心"]
[400,"R-YF-312","热电偶","K型",null,130710808,"重庆大正温度仪表有限公司","理化检测中心"]
[401,"R-YF-313","热电偶","K型",null,130710807,"重庆大正温度仪表有限公司","理化检测中心"]
[402,"R-YF-314","热电偶","K型",null,130710805,"重庆大正温度仪表有限公司","理化检测中心"]
[403,"R-YF-315","热电偶","K型",null,1307001,"泰安德图","理化检测中心"]
[404,"R-YF-316","热电偶","K型",null,1307002,"泰安德图","理化检测中心"]
[405,"R-YF-317","热电偶","K型",null,1307003,"泰安德图","理化检测中心"]
[406,"R-YF-318","热电偶","K型",null,1307004,"泰安德图","理化检测中心"]
[407,"R-YF-319","热电偶","K型",null,"20130819-1",null,"理化检测中心"]
[408,"R-YF-320","热电偶","K型",null,"20130819-2",null,"理化检测中心"]
[409,"R-YF-321","热电偶","K型",null,"20130819-3",null,"理化检测中心"]
[410,"R-YF-322","热电偶","K型",null,"20130819-4",null,"理化检测中心"]
[411,"R-YF-323","热电偶","K型",null,130707202,null,"理化检测中心"]
[412,"R-YF-324","热电偶","K型",null,130707232,null,"理化检测中心"]
[413,"R-YF-325","热电偶","K型",null,130707246,null,"理化检测中心"]
[414,"R-YF-326","热电偶","K型",null,130707240,null,"理化检测中心"]
[415,"R-YF-327","热电偶","K型",null,130707249,null,"理化检测中心"]
[416,"R-YF-328","热电偶","K型",null,130707250,null,"理化检测中心"]
[417,"R-YF-329","热电偶","K型",null,130707243,null,"理化检测中心"]
[418,"R-YF-330","热电偶","K型",null,130707222,null,"理化检测中心"]
[419,"R-YF-331","热电偶","K型",null,130707225,null,"理化检测中心"]
[420,"R-YF-332","热电偶","K型",null,130707237,null,"理化检测中心"]
[421,"R-YF-333","热电偶","K型",null,130707204,null,"理化检测中心"]
[422,"R-YF-334","热电偶","K型",null,130707211,null,"理化检测中心"]
[423,"R-YF-335","热电偶","K型",null,1307072109,null,"理化检测中心"]
[424,"R-YF-336","热电偶","K型",null,1307072110,null,"理化检测中心"]
[425,"R-YF-337","热电偶","K型",null,1307072107,null,"理化检测中心"]
[426,"R-YF-338","热电偶","K型",null,1307072103,null,"理化检测中心"]
[427,"R-YF-339","热电偶","K型",null,130707278,null,"理化检测中心"]
[428,"R-YF-340","热电偶","K型",null,130707275,null,"理化检测中心"]
[429,"R-YF-341","热电偶","K型",null,130707267,null,"理化检测中心"]
[430,"R-YF-342","热电偶","K型",null,130707288,null,"理化检测中心"]
[431,"R-YF-343","热电偶","K型",null,130707292,null,"理化检测中心"]
[432,"R-YF-344","热电偶","K型",null,130707299,null,"理化检测中心"]
[433,"R-YF-345","热电偶","K型",null,130707281,null,"理化检测中心"]
[434,"R-YF-346","热电偶","K型",null,130707265,null,"理化检测中心"]
[435,"R-YF-347","热电偶","K型",null,130707270,null,"理化检测中心"]
[436,"R-YF-348","热电偶","K型",null,130707290,null,"理化检测中心"]
[437,"R-YF-349","热电偶","K型",null,130707269,null,"理化检测中心"]
[438,"R-YF-350","热电偶","K型",null,130707279,null,"理化检测中心"]
[439,"R-YF-351","热电偶","K型",null,130707297,null,"理化检测中心"]
[440,"R-YF-352","热电偶","K型",null,130707226,null,"理化检测中心"]
[441,"R-YF-353","热电偶","K型",null,130707227,null,"理化检测中心"]
[442,"R-YF-354","热电偶","K型",null,130707203,null,"理化检测中心"]
[443,"R-YF-355","热电偶","K型",null,130707215,null,"理化检测中心"]
[444,"R-YF-356","热电偶","K型",null,130707235,null,"理化检测中心"]
[445,"R-YF-357","热电偶","K型",null,130707260,null,"理化检测中心"]
[446,"R-YF-358","热电偶","K型",null,130707286,null,"理化检测中心"]
[447,"R-YF-359","热电偶","K型",null,130502025,"重庆大正","理化检测中心"]
[448,"R-YF-360","热电偶","K型",null,130502033,"重庆大正","理化检测中心"]
[449,"R-YF-361","热电偶","K型",null,130502031,"重庆大正","理化检测中心"]
[450,"R-YF-362","热电偶","K型",null,130502035,"重庆大正","理化检测中心"]
[451,"R-YF-363","热电偶","K型",null,130502023,"重庆大正","理化检测中心"]
[452,"R-YF-364","热电偶","K型",null,130502014,"重庆大正","理化检测中心"]
[453,"R-YF-365","热电偶","K型",null,121211522,null,"理化检测中心"]
[454,"R-YF-366","热电偶","K型",null,120813508,null,"理化检测中心"]
[455,"R-YF-367","热电偶","K型",null,304,null,"理化检测中心"]
[456,"R-YF-368","热电偶","K型",null,130502036,"重庆大正","理化检测中心"]
[457,"R-YF-369","热电偶","K型",null,130502024,"重庆大正","理化检测中心"]
[458,"R-YF-370","热电偶","K型",null,130502037,"重庆大正","理化检测中心"]
[459,"R-YF-371","热电偶","K型",null,130502026,"重庆大正","理化检测中心"]
[460,"R-YF-372","热电偶","K型",null,130502032,"重庆大正","理化检测中心"]
[461,"R-YF-373","热电偶","K型",null,130502028,"重庆大正","理化检测中心"]
[462,"R-YF-374","热电偶","K型",null,130502020,"重庆大正","理化检测中心"]
[463,"R-YF-375","热电偶","K型",null,130502006,"重庆大正","理化检测中心"]
[464,"R-YF-376","热电偶","K型",null,130502004,"重庆大正","理化检测中心"]
[465,"R-YF-377","热电偶","K型",null,130502003,"重庆大正","理化检测中心"]
[466,"R-YF-378","热电偶","K型",null,130502016,"重庆大正","理化检测中心"]
[467,"R-YF-379","热电偶","K型",null,130502011,"重庆大正","理化检测中心"]
[468,"R-YF-380","热电偶","K型",null,130502002,"重庆大正","理化检测中心"]
[469,"R-YF-381","热电偶","K型",null,130502017,"重庆大正","理化检测中心"]
[470,"R-YF-382","热电偶","K型",null,130502007,"重庆大正","理化检测中心"]
[471,"R-YF-383","热电偶","K型",null,130502008,"重庆大正","理化检测中心"]
[472,"R-YF-384","热电偶","K型",null,130502013,"重庆大正","理化检测中心"]
[473,"R-YF-385","热电偶","K型",null,130502038,"重庆大正","理化检测中心"]
[474,"R-YF-386","热电偶","K型",null,130502034,"重庆大正","理化检测中心"]
[475,"R-YF-387","热电偶","K型",null,130502040,"重庆大正","理化检测中心"]
[476,"R-YF-388","热电偶","K型",null,130707215,null,"理化检测中心"]
[477,"R-YF-389","热电偶","K型",null,130707239,null,"理化检测中心"]
[478,"R-YF-390","热电偶","K型",null,130707299,null,"理化检测中心"]
[479,"R-YF-391","热电偶","K型",null,130707293,null,"理化检测中心"]
[480,"R-YF-392","热电偶","K型",null,"20131111-1",null,"理化检测中心"]
[481,"R-YF-393","热电偶","K型",null,"20131111-4",null,"理化检测中心"]
[482,"R-YF-394","热电偶","K型",null,"20131111-3",null,"理化检测中心"]
[483,"R-YF-395","热电偶","K型",null,"20131111-2",null,"理化检测中心"]
[484,"R-YF-396","热电偶","K型",null,"20131111-6",null,"理化检测中心"]
[485,"R-YF-397","热电偶","K型",null,"20131111-5",null,"理化检测中心"]
[486,"R-YF-398","热电偶","K型",null,"20131111-7",null,"理化检测中心"]
[487,"R-YF-399","热电偶","K型",null,"20131111-8",null,"理化检测中心"]
[488,"R-YF-400","热电偶","K型",null,130707274,null,"理化检测中心"]
[489,"R-YF-401","热电偶","K型",null,130707246,null,"理化检测中心"]
[490,"R-YF-402","热电偶","K型",null,130707257,null,"理化检测中心"]
[491,"R-YF-403","热电偶","K型",null,130707249,null,"理化检测中心"]
[492,"R-YF-404","热电偶","K型",null,130707207,null,"理化检测中心"]
[493,"R-YF-405","热电偶","K型",null,130720801,null,"理化检测中心"]
[494,"R-YF-406","热电偶","K型",null,130707254,null,"理化检测中心"]
[495,"R-YF-407","热电偶","K型",null,130707268,null,"理化检测中心"]
[496,"R-YF-414","热电偶","K型",null,130707276,null,"理化检测中心"]
[497,"R-YF-415","热电偶","K型",null,130707287,null,"理化检测中心"]
[498,"R-YF-416","热电偶","K型",null,130707259,null,"理化检测中心"]
[499,"R-YF-417","热电偶","K型",null,130707229,null,"理化检测中心"]
[500,"R-YF-418","热电偶","K型",null,130707298,null,"理化检测中心"]
[501,"R-YF-419","热电偶","K型",null,130707234,null,"理化检测中心"]
[502,"R-YF-420","热电偶","K型",null,130707213,null,"理化检测中心"]
[503,"R-YF-421","热电偶","K型",null,1307072101,null,"理化检测中心"]
[504,"R-YF-422","热电偶","K型",null,130707230,null,"理化检测中心"]
[505,"R-YF-423","热电偶","K型",null,1307072108,null,"理化检测中心"]
[506,"R-YF-424","热电偶","K型",null,130707210,null,"理化检测中心"]
[507,"R-YF-425","热电偶","K型",null,130707253,null,"理化检测中心"]
[508,"R-YF-426","热电偶","K型",null,130707262,null,"理化检测中心"]
[509,"R-YF-427","热电偶","K型",null,"1#",null,"理化检测中心"]
[510,"R-YF-428","热电偶","K型",null,"2#",null,"理化检测中心"]
[511,"R-YF-429","热电偶","K型",null,"3#",null,"理化检测中心"]
[512,"R-YF-430","热电偶","K型",null,"4#",null,"理化检测中心"]
[513,"R-YF-431","热电偶","K型",null,"5#",null,"理化检测中心"]
[514,"R-YF-432","热电偶","K型",null,"6#",null,"理化检测中心"]
[515,"R-YF-433","热电偶","K型",null,"7#",null,"理化检测中心"]
[516,"R-YF-434","热电偶","K型",null,"8#",null,"理化检测中心"]
[517,"R-YF-435","热电偶","K型",null,"9#",null,"理化检测中心"]
[518,"R-YF-436","热电偶","K型",null,"10#",null,"理化检测中心"]
[519,"R-YF-437","热电偶","K型",null,"11#",null,"理化检测中心"]
[520,"R-YF-438","热电偶","K型",null,"12#",null,"理化检测中心"]
[521,"R-YF-439","热电偶","K型",null,"13#",null,"理化检测中心"]
[522,"R-YF-440","热电偶","K型",null,"14#",null,"理化检测中心"]
[523,"R-YF-441","热电偶","K型",null,"15#",null,"理化检测中心"]
[524,"R-YF-442","热电偶","K型",null,"55669-01",null,"理化检测中心"]
[525,"R-YF-443","热电偶","K型",null,"55669-2",null,"理化检测中心"]
[526,"R-YF-444","热电偶","K型",null,"55669-3",null,"理化检测中心"]
[527,"R-YF-445","热电偶","K型",null,130707295,null,"理化检测中心"]
[528,"R-YF-446","热电偶","K型",null,130707214,null,"理化检测中心"]
[529,"R-YF-447","热电偶","K型",null,130707218,null,"理化检测中心"]
[530,"R-YF-448","热电偶","K型",null,130707201,null,"理化检测中心"]
[531,"R-YF-449","热电偶","K型",null,130707212,null,"理化检测中心"]
[532,"R-YF-450","热电偶","K型",null,130707231,null,"理化检测中心"]
[533,"R-YF-451","热电偶","K型",null,130707256,null,"理化检测中心"]
[534,"R-YF-452","热电偶","K型",null,130707224,null,"理化检测中心"]
[535,"R-YF-453","热电偶","K型",null,130707236,null,"理化检测中心"]
[536,"R-YF-454","热电偶","K型",null,130707216,null,"理化检测中心"]
[537,"R-YF-455","热电偶","K型",null,130707258,null,"理化检测中心"]
[538,"R-YF-456","热电偶","K型",null,130707263,null,"理化检测中心"]
[539,"R-YF-457","热电偶","K型",null,130707247,null,"理化检测中心"]
[540,"R-YF-458","热电偶","K型",{"$nulls":3},"理化检测中心"]
[541,"R-YF-459","热电偶","K型",null,"20140506-2",null,"理化检测中心"]
[542,"R-YF-460","热电偶","K型",null,"20140506-3",null,"理化检测中心"]
[543,"R-YF-461","热电偶","K型",null,"20140506-4",null,"理化检测中心"]
[544,"R-YF-462","热电偶","K型",null,"50140506-5",null,"理化检测中心"]
[545,"R-YF-463","热电偶","K型",null,"20140506-6",null,"理化检测中心"]
[546,"R-YF-464","热电偶","K型",null,140410401,null,"理化检测中心"]
[547,"R-YF-465","热电偶","K型",null,140410402,null,"理化检测中心"]
[548,"R-YF-466","热电偶","K型",{"$nulls":3},"理化检测中心"]
[549,"R-YF-470","热电偶","K型",null,"20140506-3",null,"理化检测中心"]
[550,"R-YF-471","热电偶","K型",null,"20140506-4",null,"理化检测中心"]
[551,"R-YF-472","热电偶","K型",null,"20140506-5",null,"理化检测中心"]
[552,"R-YF-473","热电偶","K型",null,"20140506-6",null,"理化检测中心"]
[553,"R-YF-474","热电偶","K型",null,140410401,null,"理化检测中心"]
[554,"R-YF-475","热电偶","K型",null,140410402,null,"理化检测中心"]
[555,"R-YF-476","热电偶","K型",null,130707209,null,"理化检测中心"]
[556,"R-YF-477","热电偶","K型",null,130707206,null,"理化检测中心"]
[557,"R-YF-478","热电偶","K型",null,130707233,null,"理化检测中心"]
[558,"R-YF-479","热电偶","K型",null,130707284,null,"理化检测中心"]
[559,"R-YF-480","热电偶","K型",null,130707283,null,"理化检测中心"]
[560,"R-YF-481","热电偶","K型",null,130707277,null,"理化检测中心"]
[561,"R-YF-482","热电偶","K型",null,130707238,null,"理化检测中心"]
[562,"R-YF-483","热电偶","K型",null,130707248,null,"理化检测中心"]
[563,"R-YF-484","热电偶","K型",null,130707248,null,"理化检测中心"]
[564,"R-YF-485","热电偶","K型",null,130707296,null,"理化检测中心"]
[565,"R-YF-486","热电偶","K型",null,130707261,null,"理化检测中心"]
[566,"R-YF-487","热电偶","k型",null,1307072104,null,"理化检测中心"]
[567,"R-YF-488","热电偶","K型",null,130707294,null,"理化检测中心"]
[568,"R-YF-489","热电偶","K型",null,130707289,null,"理化检测中心"]
[569,"R-YF-490","热电偶","K型",null,130707271,null,"理化检测中心"]
[570,"R-YF-491","热电偶","K型",null,1307072106,null,"理化检测中心"]
[571,"R-YF-492","热电偶","K型",null,140707280,null,"理化检测中心"]
[572,"R-YF-493","热电偶","K型",null,10707264,null,"理化检测中心"]
[573,"R-YF-494","热电偶","K型",null,130707291,null,"理化检测中心"]
[574,"R-YF-495","热电偶","K型",null,130707273,null,"理化检测中心"]
[575,"R-YF-496","热电偶","K型",null,130707266,null,"理化检测中心"]
[576,"R-YF-497","热电偶","K型",null,130707272,null,"理化检测中心"]
[577,"R-YF-498","热电偶","K型",null,130707285,null,"理化检测中心"]
[578,"R-YF-499","热电偶","K型",null,130707282,null,"理化检测中心"]
[579,"R-YF-500","热电偶","K型",null,1307072105,null,"理化检测中心"]
[580,"R-YF-501","热电偶","K型",null,130707242,null,"理化检测中心"]
[581,"R-YF-502","热电偶","K型",null,130707255,null,"理化检测中心"]
[582,"R-YF-503","热电偶","K型",null,13007525,null,"理化检测中心"]
[583,"R-YF-504","热电偶","K型",null,130707251,null,"理化检测中心"]
[584,"R-YF-505","热电偶","K型",null,130707217,null,"理化检测中心"]
[585,"R-YF-506","热电偶","K型",null,130707223,null,"理化检测中心"]
[586,"R-YF-507","热电偶","K型",null,130707244,null,"理化检测中心"]
[587,"R-YF-508","热电偶","K型",null,130707219,null,"理化检测中心"]
[588,"R-YF-509","热电偶","K型",null,130707245,null,"理化检测中心"]
[589,"R-YF-510","热电偶","K型",null,140919909,null,"理化检测中心"]
[590,"R-YF-511","热电偶","K型",null,140919941,null,"理化检测中心"]
[591,"R-YF-512","热电偶","K型",null,140919942,null,"理化检测中心"]
[592,"R-YF-513","热电偶","K型",null,140919906,null,"理化检测中心"]
[593,"R-YF-514","热电偶","K型",null,140919938,null,"理化检测中心"]
[594,"R-YF-515","热电偶","K型",null,140919911,null,"理化检测中心"]
[595,"R-YF-516","热电偶","K型",null,140919946,null,"理化检测中心"]
[596,"R-YF-517","热电偶","K型",null,140919952,null,"理化检测中心"]
[597,"R-YF-518","热电偶","K型",null,140919951,null,"理化检测中心"]
[598,"R-YF-519","热电偶","K型",null,140919912,null,"理化检测中心"]
[599,"R-YF-520","热电偶","K型",null,140919926,null,"理化检测中心"]
[600,"R-YF-521","热电偶","K型",null,140919936,null,"理化检测中心"]
[601,"R-YF-532","热电偶","K型",null,140919978,null,"理化检测中心"]
[602,"R-YF-533","热电偶","K型",null,140919966,null,"理化检测中心"]
[603,"R-YF-534","热电偶","K型",null,140919945,null,"理化检测中心"]
[604,"R-YF-535","热电偶","K型",null,140919922,null,"理化检测中心"]
[605,"R-YF-536","热电偶","K型",null,140919929,null,"理化检测中心"]
[606,"R-YF-537","热电偶","K型",null,140919904,null,"理化检测中心"]
[607,"R-YF-538","热电偶","K型",null,140919924,null,"理化检测中心"]
[608,"R-YF-539","热电偶","K型",null,140919931,null,"理化检测中心"]
[609,"R-YF-540","热电偶","K型",null,150919985,null,"理化检测中心"]
[610,"R-YF-541","热电偶","K型",null,140919980,null,"理化检测中心"]
[611,"R-YF-542","热电偶","K型",null,140919973,null,"理化检测中心"]
[612,"R-YF-543","热电偶","K型",null,140919971,null,"理化检测中心"]
[613,"R-YF-544","热电偶","K型",null,140919910,null,"理化检测中心"]
[614,"R-YF-545","热电偶","K型",null,140919970,null,"理化检测中心"]
[615,"R-YF-546","热电偶","K型",null,140919933,null,"理化检测中心"]
[616,"R-YF-547","热电偶","K型",null,140919991,null,"理化检测中心"]
[617,"R-YF-548","热电偶","K型",null,140919944,null,"理化检测中心"]
[618,"R-YF-549","热电偶","K型",null,140919948,null,"理化检测中心"]
[619,"R-YF-550","热电偶","K型",null,140919907,null,"理化检测中心"]
[620,"R-YF-551","热电偶","K型",null,140919908,null,"理化检测中心"]
[621,"R-YF-552","热电偶","K型",null,140919986,null,"理化检测中心"]
[622,"R-YF-553","热电偶","K型",null,140919965,null,"理化检测中心"]
[623,"R-YF-554","热电偶","K型",null,140919960,null,"理化检测中心"]
[624,"R-YF-555","热电偶","K型",null,140919943,null,"理化检测中心"]
[625,"R-YF-556","热电偶","K型",null,140919981,null,"理化检测中心"]
[626,"R-YF-557","热电偶","K型",null,140919914,null,"理化检测中心"]
[627,"R-YF-558","热电偶","K型",null,140919953,null,"理化检测中心"]
[628,"R-YF-559","热电偶","K型",null,140919903,null,"理化检测中心"]
[629,"R-YF-560","热电偶","K型",null,140919902,null,"理化检测中心"]
[630,"R-YF-561","热电偶","K型",null,140919902,null,"理化检测中心"]
[631,"R-YF-562","热电偶","K型",null,1409199102,null,"理化检测中心"]
[632,"R-YF-563","热电偶","K型",null,140919916,null,"理化检测中心"]
[633,"R-YF-564","热电偶","K型",null,140919901,null,"理化检测中心"]
[634,"R-YF-565","热电偶","K型",null,140919998,null,"理化检测中心"]
[635,"R-YF-566","热电偶","K型",null,140919917,null,"理化检测中心"]
[636,"R-YF-567","热电偶","K型",null,140919934,null,"理化检测中心"]
[637,"R-YF-568","热电偶","K型",null,140919954,null,"理化检测中心"]
[638,"R-YF-569","热电偶","K型",null,140919934,null,"理化检测中心"]
[639,"R-YF-570","热电偶","K型",null,1409199112,null,"理化检测中心"]
[640,"R-YF-571","热电偶","K型",null,1409199119,null,"理化检测中心"]
[641,"R-YF-572","热电偶","K型",null,140919957,null,"理化检测中心"]
[642,"R-YF-573","热电偶","K型",null,140919956,null,"理化检测中心"]
[643,"R-YF-576","热电偶","K型",null,"20150305-3",null,"理化检测中心"]
[644,"R-YF-577","热电偶","K型",null,"20150305-4",null,"理化检测中心"]
[645,"R-YF-578","热电偶","K型",null,"20150305-5",null,"理化检测中心"]
[646,"R-YF-579","热电偶","K型",null,"20150305-6",null,"理化检测中心"]
[647,"R-YF-580","热电偶","K型",null,"20150305-7",null,"理化检测中心"]
[648,"R-YF-581","热电偶","K型",null,"20150305-8",null,"理化检测中心"]
[649,"R-YF-582","热电偶","K型",null,"20150305-9",null,"理化检测中心"]
[650,"R-YF-583","热电偶","K型",null,"20150305-10",null,"理化检测中心"]
[651,"R-YF-584","热电偶","K型",null,"20150305-11",null,"理化检测中心"]
[652,"R-YF-585","热电偶","K型",null,"20150305-12",null,"理化检测中心"]
[653,"R-YF-586","热电偶","K型",null,"20150305-13",null,"理化检测中心"]
[654,"R-YF-587","热电偶","K型",null,"20150305-14",null,"理化检测中心"]
[655,"R-YF-588","热电偶","K型",null,"20150305-15",null,"理化检测中心"]
[656,"R-YF-589","热电偶","K型",null,"20150305-2",null,"理化检测中心"]
[657,"R-YF-590","热电偶","K型",null,"20150305-2",null,"理化检测中心"]
[658,"R-YF-591","热电偶","K型",null,140919930,null,"理化检测中心"]
[659,"R-YF-592","热电偶","K型",null,140919935,null,"理化检测中心"]
[660,"R-YF-593","热电偶","K型",null,140919915,null,"理化检测中心"]
[661,"R-YF-594","热电偶","K型",null,140919949,null,"理化检测中心"]
[662,"R-YF-595","热电偶","K型",null,140919927,null,"理化检测中心"]
[663,"R-YF-596","热电偶","K型",null,140919982,null,"理化检测中心"]
[664,"R-YF-597","热电偶","K型",null,140919905,null,"理化检测中心"]
[665,"R-YF-598","热电偶","K型",null,140919932,null,"理化检测中心"]
[666,"R-YF-599","热电偶","K型",null,140919940,null,"理化检测中心"]
[667,"R-YF-600","热电偶","K型",null,140919959,null,"理化检测中心"]
[668,"R-YF-601","热电偶","K型",null,140919925,null,"理化检测中心"]
[669,"R-YF-602","热电偶","K型",null,140919988,null,"理化检测中心"]
[670,"R-YF-603","热电偶","K型",null,140919990,null,"理化检测中心"]
[671,"R-YF-604","热电偶","K型",null,140919977,null,"理化检测中心"]
[672,"R-YF-605","热电偶","K型",null,150301304,null,"理化检测中心"]
[673,"R-YF-606","热电偶","K型",null,140915801,null,"理化检测中心"]
[674,"R-YF-607","热电偶","K型",null,140915818,null,"理化检测中心"]
[675,"R-YF-608","热电偶","K型",null,140919101,null,"理化检测中心"]
[676,"R-YF-609","热电偶","K型",null,140919108,null,"理化检测中心"]
[677,"R-YF-610","热电偶","K型",null,140919111,null,"理化检测中心"]
[678,"R-YF-611","热电偶","K型",null,140919114,null,"理化检测中心"]
[679,"R-YF-612","热电偶","K型",null,140919117,null,"理化检测中心"]
[680,"R-YF-613","热电偶","K型",null,140919913,null,"理化检测中心"]
[681,"R-YF-614","热电偶","K型",null,140919918,null,"理化检测中心"]
[682,"R-YF-615","热电偶","K型",null,140919919,null,"理化检测中心"]
[683,"R-YF-616","热电偶","K型",null,140919920,null,"理化检测中心"]
[684,"R-YF-617","热电偶","K型",null,140919921,null,"理化检测中心"]
[685,"R-YF-618","热电偶","K型",null,141919923,null,"理化检测中心"]
[686,"R-YF-619","热电偶","K型",null,140919928,null,"理化检测中心"]
[687,"R-YF-620","热电偶","K型",null,140919937,null,"理化检测中心"]
[688,"R-YF-621","热电偶","K型",null,140919939,null,"理化检测中心"]
[689,"R-YF-622","热电偶","K型",null,140919947,null,"理化检测中心"]
[690,"R-YF-623","热电偶","K型",null,141919955,null,"理化检测中心"]
[691,"R-YF-624","热电偶","K型",null,140919962,null,"理化检测中心"]
[692,"R-YF-625","热电偶","K型",null,140919979,null,"理化检测中心"]
[693,"R-YF-626","热电偶","K型",null,140919983,null,"理化检测中心"]
[694,"R-YF-627","热电偶","K型",null,140919987,null,"理化检测中心"]
[695,"R-YF-628","热电偶","K型",null,140919993,null,"理化检测中心"]
[696,"R-YF-629","热电偶","K型",null,141919996,null,"理化检测中心"]
[697,"R-YF-630","热电偶","K型",null,140915812,null,"理化检测中心"]
[698,"R-YF-631","热电偶","K型",null,140915816,null,"理化检测中心"]
[699,"R-YF-632","热电偶","K型",null,140915819,null,"理化检测中心"]
[700,"R-YF-633","热电偶","K型",null,140919950,null,"理化检测中心"]
[701,"R-YF-634","热电偶","K型",null,140919961,null,"理化检测中心"]
[702,"R-YF-635","热电偶","K型",null,140919963,null,"理化检测中心"]
[703,"R-YF-636","热电偶","K型",null,140919964,null,"理化检测中心"]
[704,"R-YF-637","热电偶","K型",null,140919967,null,"理化检测中心"]
[705,"R-YF-638","热电偶","K型",null,140919968,null,"理化检测中心"]
[706,"R-YF-639","热电偶","K型",null,140919969,null,"理化检测中心"]
[707,"R-YF-640","热电偶","K型",null,140919972,null,"理化检测中心"]
[708,"R-YF-641","热电偶","K型",null,140919976,null,"理化检测中心"]
[709,"R-YF-642","热电偶","K型",null,140919989,null,"理化检测中心"]
[710,"R-YF-643","热电偶","K型",null,140919994,null,"理化检测中心"]
[711,"R-YF-644","热电偶","K型",null,140919995,null,"理化检测中心"]
[712,"R-YF-645","热电偶","K型",null,140919997,null,"理化检测中心"]
[713,"R-YF-646","热电偶","K型",null,140919999,null,"理化检测中心"]
[714,"R-YF-647","热电偶","K型",null,1409199100,null,"理化检测中心"]
[715,"R-YF-648","热电偶","K型",null,1409199103,null,"理化检测中心"]
[716,"R-YF-649","热电偶","K型",null,1409199105,null,"理化检测中心"]
[717,"R-YF-650","热电偶","K型",null,1409199109,null,"理化检测中心"]
[718,"R-YF-651","热电偶","K型",null,1409199110,null,"理化检测中心"]
[719,"R-YF-652","热电偶","K型",null,1409199115,null,"理化检测中心"]
[720,"R-YF-653","热电偶","K型",null,1409199120,null,"理化检测中心"]
[721,"R-YF-654","热电偶","K型",null,150301301,null,"理化检测中心"]
[722,"R-YF-655","热电偶","K型",null,"20150813-8#",null,"理化检测中心"]
[723,"R-YF-656","热电偶","K型",null,"20150913-9#",null,"理化检测中心"]
[724,"R-YF-657","热电偶","K型",null,"20150813-10#",null,"理化检测中心"]
[725,"R-YF-658","热电偶","K型",null,"20150813-14#",null,"理化检测中心"]
[726,"R-YF-659","热电偶","K型",null,"20150813-12#",null,"理化检测中心"]
[727,"R-YF-662","热电偶","K型",null,"20150813-4#",null,"理化检测中心"]
[728,"R-YF-663","热电偶","K型",null,"20150913-6#",null,"理化检测中心"]
[729,"R-YF-665","热电偶","K型",null,"20150913-1#",null,"理化检测中心"]
[730,"R-YF-666","热电偶","K型",null,"20150813-5#",null,"理化检测中心"]
[731,"R-YF-667","热电偶","K型",null,"20150813-15#",null,"理化检测中心"]
[732,"R-YF-668-1","热电偶","K型",null,"20150913-13#",null,"理化检测中心"]
[733,"R-YF-693","热电偶","K型",null,150301302,null,"理化检测中心"]
[734,"R-YF-694","热电偶","K型",null,150301308,null,"理化检测中心"]
[735,"R-YF-695","热电偶","K型",null,150414603,null,"理化检测中心"]
[736,"R-YF-696","热电偶","K型",null,140915817,null,"理化检测中心"]
[737,"R-YF-697","热电偶","K型",null,140915820,null,"理化检测中心"]
[738,"R-YF-698","热电偶","K型",null,140919974,null,"理化检测中心"]
[739,"R-YF-699","热电偶","K型",null,1409199116,null,"理化检测中心"]
[740,"R-YF-700","热电偶","K型",null,1409199107,null,"理化检测中心"]
[741,"R-YF-701","热电偶","K型",null,150414604,null,"理化检测中心"]
[742,"R-YF-703","热电偶","K型",null,"20151112-2#",null,"理化检测中心"]
[743,"R-YF-704","热电偶","K型",null,"20151112-3#",null,"理化检测中心"]
[744,"R-YF-710","热电偶","K型",null,"20151112-9#",null,"理化检测中心"]
[745,"R-YF-714","热电偶","K型",null,"20151112-13#",null,"理化检测中心"]
[746,"R-YF-715","热电偶","K型",null,"20151112-14#",null,"理化检测中心"]
[747,"R-YF-722","热电偶","K型",null,151105127,null,"理化检测中心"]
[748,"R-YF-723","热电偶","K型",null,151105123,null,"理化检测中心"]
[749,"R-YF-724","热电偶","K型",null,151105131,null,"理化检测中心"]
[750,"R-YF-725","热电偶","K型",null,151105133,null,"理化检测中心"]
[751,"R-YF-726","热电偶","K型",null,151105140,null,"理化检测中心"]
[752,"R-YF-727","热电偶","K型",null,151105138,null,"理化检测中心"]
[753,"R-YF-728","热电偶","K型",null,151105128,null,"理化检测中心"]
[754,"R-YF-729","热电偶","K型",null,151105130,null,"理化检测中心"]
[755,"R-YF-730","热电偶","K型",null,151105132,null,"理化检测中心"]
[756,"R-YF-731","热电偶","K型",null,151105129,null,"理化检测中心"]
[757,"R-YF-732","热电偶","K型",null,151105111,null,"理化检测中心"]
[758,"R-YF-733","热电偶","K型",null,151105108,null,"理化检测中心"]
[759,"R-YF-734","热电偶","K型",null,151105114,null,"理化检测中心"]
[760,"R-YF-735","热电偶","K型",null,151105112,null,"理化检测中心"]
[761,"R-YF-736","热电偶","K型",null,151105106,null,"理化检测中心"]
[762,"R-YF-737","热电偶","K型",null,"20160201-1#",null,"理化检测中心"]
[763,"R-YF-738","热电偶","K型",null,"20160201-2#",null,"理化检测中心"]
[764,"R-YF-743","热电偶","K型",null,151105136,null,"理化检测中心"]
[765,"R-YF-744","热电偶","K型",null,151105124,null,"理化检测中心"]
[766,"R-YF-745","热电偶","K型",null,151105137,null,"理化检测中心"]
[767,"R-YF-746","热电偶","K型",null,151105135,null,"理化检测中心"]
[768,"R-YF-747","热电偶","K型",null,150301309,null,"理化检测中心"]
[769,"R-YF-748","热电偶","K型",null,151105119,null,"理化检测中心"]
[770,"R-YF-749","热电偶","K型",null,151105115,null,"理化检测中心"]
[771,"R-YF-750","热电偶","K型",null,151105113,null,"理化检测中心"]
[772,"R-YF-751","热电偶","K型",null,151105120,null,"理化检测中心"]
[773,"R-YF-752","热电偶","K型",null,151105109,null,"理化检测中心"]
[774,"R-YF-753","热电偶","K型",null,151105116,null,"理化检测中心"]
[775,"R-YF-754","热电偶","K型",null,151105104,null,"理化检测中心"]
[776,"R-YF-755","热电偶","K型",null,151105117,null,"理化检测中心"]
[777,"R-YF-756","热电偶","K型",null,151105105,null,"理化检测中心"]
[778,"R-YF-757","热电偶","K型",null,151105103,null,"理化检测中心"]
[779,"R-YF-758","热电偶","K型",null,151119718,null,"理化检测中心"]
[780,"R-YF-759","热电偶","K型",null,1409199106,null,"理化检测中心"]
[781,"R-YF-760","热电偶","K型",null,1409199113,null,"理化检测中心"]
[782,"R-YF-761","热电偶","K型",null,"20151104-4-02",null,"理化检测中心"]
[783,"R-YF-762","热电偶","K型",null,"20151104-4-01",null,"理化检测中心"]
[784,"R-YF-763","热电偶","K型",null,1409199104,null,"理化检测中心"]
[785,"R-YF-764","热电偶","K型",null,151105122,null,"理化检测中心"]
[786,"R-YF-765","热电偶","K型",null,151105101,null,"理化检测中心"]
[787,"R-YF-766","热电偶","K型",null,151105107,null,"理化检测中心"]
[788,"R-YF-767","热电偶","K型",null,151105110,null,"理化检测中心"]
[789,"R-YF-768","热电偶","K型",null,151105102,null,"理化检测中心"]
[790,"R-YF-769","热电偶","K型",null,151105118,null,"理化检测中心"]
[791,"R-YF-775","热电偶","K型",null,"6#",null,"理化检测中心"]
[792,"R-YF-776","热电偶","K型",null,"7#",null,"理化检测中心"]
[793,"R-YF-779","热电偶","K型",null,"20160422-2#",null,"理化检测中心"]
[794,"R-YF-784","热电偶","K型",null,"20160422-7#",null,"理化检测中心"]
[795,"R-YF-785","工作用廉金属热电偶","K",null,160400488,"重庆大正温度仪表有限公司","理化检测中心"]
[796,"R-YF-786","工作用廉金属热电偶","K",null,160400473,"重庆大正温度仪表有限公司","理化检测中心"]
[797,"R-YF-787","工作用廉金属热电偶","K",null,160400463,"重庆大正温度仪表有限公司","理化检测中心"]
[798,"R-YF-788","工作用廉金属热电偶","K",null,160400470,"重庆大正温度仪表有限公司","理化检测中心"]
[799,"R-YF-789","工作用廉金属热电偶","K",null,160400456,"重庆大正温度仪表有限公司","理化检测中心"]
[800,"R-YF-790","工作用廉金属热电偶","K",null,160400427,"重庆大正温度仪表有限公司","理化检测中心"]
[801,"R-YF-791","工作用廉金属热电偶","K",null,160400486,"重庆大正温度仪表有限公司","理化检测中心"]
[802,"R-YF-792","工作用廉金属热电偶","K",null,160400420,"重庆大正温度仪表有限公司","理化检测中心"]
[803,"R-YF-793","工作用廉金属热电偶","K",null,160400481,"重庆大正温度仪表有限公司","理化检测中心"]
[804,"R-YF-794","工作用廉金属热电偶","K",null,160400452,"重庆大正温度仪表有限公司","理化检测中心"]
[805,"R-YF-795","工作用廉金属热电偶","K",null,160400407,"重庆大正温度仪表有限公司","理化检测中心"]
[806,"R-YF-796","工作用廉金属热电偶","K",null,160400450,"重庆大正温度仪表有限公司","理化检测中心"]
[807,"R-YF-797","工作用廉金属热电偶","K",null,160400432,"重庆大正温度仪表有限公司","理化检测中心"]
[808,"R-YF-798","工作用廉金属热电偶","K",null,160400451,"重庆大正温度仪表有限公司","理化检测中心"]
[809,"R-YF-799","工作用廉金属热电偶","K",null,160400440,"重庆大正温度仪表有限公司","理化检测中心"]
[810,"R-YF-800","工作用廉金属热电偶","K",null,160400459,"重庆大正温度仪表有限公司","理化检测中心"]
[811,"R-YF-801","工作用廉金属热电偶","K",null,160400489,"重庆大正温度仪表有限公司","理化检测中心"]
[812,"R-YF-802","工作用廉金属热电偶","K",null,160400421,"重庆大正温度仪表有限公司","理化检测中心"]
[813,"R-YF-803","工作用廉金属热电偶","K",null,160400480,"重庆大正温度仪表有限公司","理化检测中心"]
[814,"R-YF-804","工作用廉金属热电偶","K",null,160400431,"重庆大正温度仪表有限公司","理化检测中心"]
[815,"R-YF-805","廉金属热电偶","K",null,160400426,"重庆大正温度仪表有限公司","理化检测中心"]
[816,"R-YF-806","廉金属热电偶","K",null,160400437,"重庆大正温度仪表厂","理化检测中心"]
[817,"R-YF-807","廉金属热电偶","K",null,160400442,"重庆大正温度仪表厂","理化检测中心"]
[818,"R-YF-808","廉金属热电偶","K",null,160400429,"重庆大正温度仪表厂","理化检测中心"]
[819,"R-YF-809","廉金属热电偶","K",null,160400448,"重庆大正温度仪表厂","理化检测中心"]
[820,"R-YF-810","廉金属热电偶","K",null,160400444,"重庆大正温度仪表厂","理化检测中心"]
[821,"R-YF-811","廉金属热电偶","K",null,160400408,"重庆大正温度仪表厂","理化检测中心"]
[822,"R-YF-812","廉金属热电偶","K",null,160400433,"重庆大正温度仪表","理化检测中心"]
[823,"R-YF-813","廉金属热电偶","K",null,160400416,"重庆大正温度仪表","理化检测中心"]
[824,"R-YF-814","廉金属热电偶","K",null,160400417,"重庆大正温度仪表","理化检测中心"]
[825,"R-YF-815","廉金属热电偶","K",null,160400485,"重庆大正温度仪表","理化检测中心"]
[826,"R-YF-816","廉金属热电偶","K",null,160400434,"重庆大正温度仪表","理化检测中心"]
[827,"R-YF-817","廉金属热电偶","K",null,160400478,"重庆大正温度仪表","理化检测中心"]
[828,"R-YF-818","廉金属热电偶","K",null,160400469,"重庆大正温度仪表","理化检测中心"]
[829,"R-YF-819","廉金属热电偶","K",null,160400462,"重庆大正温度仪表","理化检测中心"]
[830,"R-YF-820","廉金属热电偶","K",null,160400472,"重庆大正温度仪表","理化检测中心"]
[831,"R-YF-821","廉金属热电偶","K",null,160400475,"重庆大正温度仪表","理化检测中心"]
[832,"R-YF-822","廉金属热电偶","K",null,160400457,"重庆大正温度仪表","理化检测中心"]
[833,"R-YF-823","廉金属热电偶","K",null,160400405,"重庆大正温度仪表","理化检测中心"]
[834,"R-YF-824","廉金属热电偶","K",null,160400453,"重庆大正温度仪表","理化检测中心"]
[835,"R-YF-825","廉金属热电偶","K",null,160400447,"重庆大正温度仪表","理化检测中心"]
[836,"R-YF-826","廉金属热电偶","K",null,160400422,"重庆大正温度仪表","理化检测中心"]
[837,"R-YF-827","廉金属热电偶","K",null,160400410,"重庆大正温度仪表","理化检测中心"]
[838,"R-YF-828","廉金属热电偶","K",null,160400476,"重庆大正温度仪表","理化检测中心"]
[839,"R-YF-829","廉金属热电偶","K",null,160400409,"重庆大正温度仪表","理化检测中心"]
[840,"R-YF-830","廉金属热电偶","K",null,160400441,"重庆大正","理化检测中心"]
[841,"R-YF-831","廉金属热电偶","K",null,160400412,"重庆大正","理化检测中心"]
[842,"R-YF-832","廉金属热电偶","K",null,160400423,"重庆大正","理化检测中心"]
[843,"R-YF-833","廉金属热电偶","K",null,160400415,"重庆大正","理化检测中心"]
[844,"R-YF-834","廉金属热电偶","K",null,160400449,"重庆大正","理化检测中心"]
[845,"R-YF-835","廉金属热电偶","K",null,160400425,"重庆大正","理化检测中心"]
[846,"R-YF-836","廉金属热电偶","K",null,160400446,"重庆大正","理化检测中心"]
[847,"R-YF-837","廉金属热电偶","K",null,160400406,"重庆大正","理化检测中心"]
[848,"R-YF-838","廉金属热电偶","K",null,160400436,"重庆大正","理化检测中心"]
[849,"R-YF-839","铠装热电偶","K",null,160400464,"重庆大正","理化检测中心"]
[850,"R-YF-840","铠装热电偶","K",null,160400479,"重庆大正","理化检测中心"]
[851,"R-YF-841","铠装热电偶","K",null,160400465,"重庆大正","理化检测中心"]
[852,"R-YF-842","铠装热电偶","K",null,160400466,"重庆大正","理化检测中心"]
[853,"R-YF-843","铠装热电偶","K",null,160400424,"重庆大正","理化检测中心"]
[854,"R-YF-844","铠装热电偶","K",null,160400414,"重庆大正","理化检测中心"]
[855,"R-YF-845","铠装热电偶","K",null,160400418,"重庆大正","理化检测中心"]
[856,"R-YF-846","铠装热电偶","K",null,160400439,"重庆大正","理化检测中心"]
[857,"R-YF-847","铠装热电偶","K",null,160400455,"重庆大正","理化检测中心"]
[858,"R-YF-848","铠装热电偶","K",null,160400413,"重庆大正","理化检测中心"]
[859,"R-YF-849","铠装热电偶","K",null,160400443,"重庆大正","理化检测中心"]
[860,"R-YF-850","铠装热电偶","K",null,160400428,"重庆大正","理化检测中心"]
[861,"R-YF-851","热电偶","K",null,160400445,"重庆大正","理化检测中心"]
[862,"R-YF-852","热电偶","K",null,160400484,"重庆大正","理化检测中心"]
[863,"R-YF-853","热电偶","K",null,160400467,"重庆大正","理化检测中心"]
[864,"R-YF-854","热电偶","K",null,160400438,"重庆大正","理化检测中心"]
[865,"R-YF-855","热电偶","K",null,160400419,"重庆大正","理化检测中心"]
[866,"R-YF-856","热电偶","K",null,160400471,"重庆大正","理化检测中心"]
[867,"R-YF-857","热电偶","K",null,160400454,"重庆大正","理化检测中心"]
[868,"R-YF-858","热电偶","K",null,160400482,"重庆大正","理化检测中心"]
[869,"R-YF-859","热电偶","K",null,160400483,"重庆大正","理化检测中心"]
[870,"R-YF-860","热电偶","K",null,160400430,"重庆大正","理化检测中心"]
[871,"R-YF-861","热电偶","K",null,160400411,"重庆大正","理化检测中心"]
[872,"R-YF-863","热电偶","K",null,161013018,"重庆大正","理化检测中心"]
[873,"R-YF-864","热电偶","K",null,161013063,"重庆大正","理化检测中心"]
[874,"R-YF-865","热电偶","K",null,161013005,"重庆大正","理化检测中心"]
[875,"R-YF-866","热电偶","K",null,161013032,"重庆大正","理化检测中心"]
[876,"R-YF-867","热电偶","K",null,161013047,"重庆大正","理化检测中心"]
[877,"R-YF-868","热电偶","K",null,161013027,"重庆大正","理化检测中心"]
[878,"R-YF-869","热电偶","K",null,161013037,"重庆大正","理化检测中心"]
[879,"R-YF-870","热电偶","K",null,161013010,"重庆大正","理化检测中心"]
[880,"R-YF-871","热电偶","K",null,161013055,"重庆大正","理化检测中心"]
[881,"R-YF-872","热电偶","K",null,161013054,"重庆大正","理化检测中心"]
[882,"R-YF-873","热电偶","K",null,161013049,"重庆大正","理化检测中心"]
[883,"R-YF-874","热电偶","K",null,161013050,"重庆大正","理化检测中心"]
[884,"R-YF-875","热电偶","K",null,161013026,"重庆大正","理化检测中心"]
[885,"R-YF-876","热电偶","K",null,161013042,"重庆大正","理化检测中心"]
[886,"R-YF-877","热电偶","K",null,161013025,"重庆大正","理化检测中心"]
[887,"R-YF-878","热电偶","K",null,161013044,"重庆大正","理化检测中心"]
[888,"R-YF-879","热电偶","K",null,161013043,"重庆大正","理化检测中心"]
[889,"R-YF-880","热电偶","K",null,161013066,"重庆大正","理化检测中心"]
[890,"R-YF-881","热电偶","K",null,161013052,"重庆大正","理化检测中心"]
[891,"R-YF-882","热电偶","K",null,161013020,"重庆大正","理化检测中心"]
[892,"R-YF-883","热电偶","K",null,161013048,"重庆大正","理化检测中心"]
[893,"R-YF-884","热电偶","K",null,161013036,"重庆大正","理化检测中心"]
[894,"R-YF-885","热电偶","K",null,161013046,"重庆大正","理化检测中心"]
[895,"R-YF-886","热电偶","K",null,"Q1","重庆大正","理化检测中心"]
[896,"R-YF-887","热电偶","K",null,161013059,"重庆大正温度仪表有限公司","理化检测中心"]
[897,"R-YF-888","热电偶","K",null,161013056,"重庆大正温度仪表有限公司","理化检测中心"]
[898,"R-YF-889","热电偶","K",null,161013031,"重庆大正温度仪表有限公司","理化检测中心"]
[899,"R-YF-890","热电偶","K",null,161013002,"重庆大正温度仪表有限公司","理化检测中心"]
[900,"R-YF-891","热电偶","K",null,161013051,"重庆大正温度仪表有限公司","理化检测中心"]
[901,"R-YF-892","热电偶","K",null,161013003,"重庆大正温度仪表有限公司","理化检测中心"]
[902,"R-YF-893","热电偶","K",null,161013041,"重庆大正温度仪表有限公司","理化检测中心"]
[903,"R-YF-894","热电偶","K",null,161013028,"重庆大正温度仪表有限公司","理化检测中心"]
[904,"R-YF-895","热电偶","K",null,161013016,"重庆大正温度仪表有限公司","理化检测中心"]
[905,"R-YF-896","热电偶","K",null,161013030,"重庆大正温度仪表有限公司","理化检测中心"]
[906,"R-YF-897","热电偶","K",null,161013024,"重庆大正温度仪表有限公司","理化检测中心"]
[907,"R-YF-898","热电偶","K",null,161013007,"重庆大正温度仪表有限公司","理化检测中心"]
[908,"R-YF-899","热电偶","K",null,160400474,"重庆大正","理化检测中心"]
[909,"R-YF-900","热电偶","K",null,160400487,"重庆大正","理化检测中心"]
[910,"R-YF-901","热电偶","K",null,160400435,"重庆大正","理化检测中心"]
[911,"R-YF-904","热电偶","K",null,160400477,"重庆大正","理化检测中心"]
[912,"R-YF-905","热电偶","K",null,160400460,"重庆大正","理化检测中心"]
[913,"R-YF-906","热电偶","K",null,160400458,"重庆大正","理化检测中心"]
[914,"R-YF-907","热电偶","K",null,170203323,"重庆大正","理化检测中心"]
[915,"R-YF-908","热电偶","K",null,170203314,"重庆大正","理化检测中心"]
[916,"R-YF-909","热电偶","K",null,170203320,"重庆大正","理化检测中心"]
[917,"R-YF-910","热电偶","K",null,170203313,"重庆大正","理化检测中心"]
[918,"R-YF-911","热电偶","K",null,170203316,"重庆大正","理化检测中心"]
[919,"R-YF-912","热电偶","K",null,170203326,"重庆大正","理化检测中心"]
[920,"R-YF-913","热电偶","K",null,170203315,"重庆大正","理化检测中心"]
[921,"R-YF-914","热电偶","K",null,170203310,"重庆大正","理化检测中心"]
[922,"R-YF-915","热电偶","K",null,170203302,"重庆大正","理化检测中心"]
[923,"R-YF-916","热电偶","K",null,170203319,"重庆大正","理化检测中心"]
[924,"R-YF-917","热电偶","K",null,170203303,"重庆大正","理化检测中心"]
[925,"R-YF-918","热电偶","K",null,170203327,"重庆大正","理化检测中心"]
[926,"R-YF-919","热电偶","K",null,170203317,"重庆大正","理化检测中心"]
[927,"R-YF-920","热电偶","K",null,170203318,"重庆大正","理化检测中心"]
[928,"R-YF-921","热电偶","K",null,170203324,"重庆大正","理化检测中心"]
[929,"R-YF-922","热电偶","K",null,170203306,"重庆大正","理化检测中心"]
[930,"R-YF-923","热电偶","K",null,170203311,"重庆大正","理化检测中心"]
[931,"R-YF-924","热电偶","K",null,170203321,"重庆大正","理化检测中心"]
[932,"R-YF-925","热电偶","K",null,170203301,"重庆大正","理化检测中心"]
[933,"R-YF-926","热电偶","K",null,170203305,"重庆大正","理化检测中心"]
[934,"R-YF-927","热电偶","K",null,170203309,"重庆大正","理化检测中心"]
[935,"R-YF-952","廉金属热电偶","K",null,170311129,"重庆大正","理化检测中心"]
[936,"R-YF-953","廉金属热电偶","K",null,170311168,"重庆大正","理化检测中心"]
[937,"R-YF-954","廉金属热电偶","K",null,170311112,"重庆大正","理化检测中心"]
[938,"R-YF-955","廉金属热电偶","K",null,170311104,"重庆大正","理化检测中心"]
[939,"R-YF-956","廉金属热电偶","K",null,170311107,"重庆大正","理化检测中心"]
[940,"R-YF-957","廉金属热电偶","K",null,170311164,"重庆大正","理化检测中心"]
[941,"R-YF-958","廉金属热电偶","K",null,170311144,"重庆大正","理化检测中心"]
[942,"R-YF-959","廉金属热电偶","K",null,170311138,"重庆大正","理化检测中心"]
[943,"R-YF-960","廉金属热电偶","K",null,170311157,"重庆大正","理化检测中心"]
[944,"R-YF-961","廉金属热电偶","K",null,170311122,"重庆大正","理化检测中心"]
[945,"R-YF-962","廉金属热电偶","K",null,170311163,"重庆大正","理化检测中心"]
[946,"R-YF-963","廉金属热电偶","K",null,170311147,"重庆大正","理化检测中心"]
[947,"R-YF-964","廉金属热电偶","K",null,170311111,"重庆大正","理化检测中心"]
[948,"R-YF-965","廉金属热电偶","K",null,170311132,"重庆大正","理化检测中心"]
[949,"R-YF-966","廉金属热电偶","K",null,170311137,"重庆大正","理化检测中心"]
[950,"W-YF-001","机械秒表","504型",{"$nulls":3},"理化检测中心"]
[951,"W-YF-002","机械秒表","504型",{"$nulls":3},"理化检测中心"]
[952,"W-YF-005","标准洛氏硬度块","HRC",null,1208038,null,"理化检测中心"]
[953,"W-YF-006","标准洛氏硬度块","HRB",null,111726,null,"理化检测中心"]
[954,"W-YF-007","标准洛氏硬度块","HRB",null,84319,null,"理化检测中心"]
[955,"W-YF-008","标准洛氏硬度块","HRC",null,1208030,null,"理化检测中心"]
[956,"W-YF-009","标准表面洛氏硬度块","HRT",null,10231,null,"理化检测中心"]
[957,"W-YF-014","标准洛氏硬度快","HR",null,684,null,"理化检测中心"]
[958,"W-YF-015","标准洛氏硬度快","HR",null,685,null,"理化检测中心"]
[959,"W-YF-016","标准洛氏硬度块","HR",null,7079,null,"理化检测中心"]
[960,"W-YF-017","标准洛氏硬度块","HR",null,115595,null,"理化检测中心"]
[961,"W-YF-018","标准洛氏硬度块","HR",null,77435,null,"理化检测中心"]
[962,"W-YF-019","布氏标准硬度块","HBW 10/1000",null,1193421,null,"理化检测中心"]
[963,"W-YF-020","标准布氏硬度块","HBW 10/3000",null,1121461,null,"理化检测中心"]
[964,"W-YF-021","标准布氏硬度块","HBW 10/3000",null,956473,null,"理化检测中心"]
[965,"W-YF-022","标准布氏硬度块","HBW 10/3000",null,10121343,null,"理化检测中心"]
[966,"W-YF-025","标准洛氏硬度块","HR",null,97849,null,"理化检测中心"]
[967,"W-YF-026","标准洛氏硬度块","HR",null,1110566,null,"理化检测中心"]
[968,"W-YF-027","标准洛氏硬度块","HR",null,116181,null,"理化检测中心"]
[969,"W-YF-028","标准洛氏硬度块","HR",null,1260085,null,"理化检测中心"]
[970,"W-YF-029","标准洛氏硬度块","HR",null,3122895,null,"理化检测中心"]
[971,"W-YF-030","标准洛氏硬度快","HR",null,55610,null,"理化检测中心"]
[972,"W-YF-031","标准布氏硬度块","HBW",null,643513,null,"理化检测中心"]
[973,"W-YF-032","标准布氏硬度块","HBW",null,56884,null,"理化检测中心"]
[974,"W-YF-033","标准布氏硬度块","HBW",null,117421,null,"理化检测中心"]
[975,"W-YF-034","标准布氏硬度块","HBW",null,138270,null,"理化检测中心"]
[976,"W-YF-043","标准洛式硬度块","HR",null,3723,null,"理化检测中心"]
[977,"W-YF-044","标准洛式硬度块","HR",null,91085,null,"理化检测中心"]
[978,"W-YF-045","标准洛式硬度块","HR",null,"R632841",null,"理化检测中心"]
[979,"W-YF-046","标准洛式硬度块","HR",null,173801,null,"理化检测中心"]
[980,"W-YF-047","标准洛式硬度块","HR",null,1278204,null,"理化检测中心"]
[981,"W-YF-048","标准布氏硬度块","HBW",null,1282221,null,"理化检测中心"]
[982,"W-YF-049","标准布氏硬度块","HBW",null,56007,null,"理化检测中心"]
[983,"W-YF-050","标准布氏硬度块","HBW",null,412168,null,"理化检测中心"]
[984,"W-YF-051","标准布氏硬度块","HBW",null,56711,null,"理化检测中心"]
[985,"W-YF-052","标准布氏硬度块","HBW",null,411363,null,"理化检测中心"]
[986,"YF050","数显壁厚千分尺","0-25mm",null,984479,"桂林广陆数字测控股份有限公司","理化检测中心"]
[987,"ZL-YF-011","砝码","1g",null,null,"蓬莱市水玲砝码厂","理化检测中心"]
[988,"ZL-YF-012","砝码","1g",null,null,"蓬莱市水玲砝码厂","理化检测中心"]
[989,15050035,"工业铂热电阻","Pt100",null,15050035,null,"坯料与板带制造厂"]
[990,16011163,"热电偶","K型",null,16011163,null,"坯料与板带制造厂"]
[991,16011164,"热电偶","K型",null,16011164,null,"坯料与板带制造厂"]
[992,16011166,"热电偶","K型",null,16011166,null,"坯料与板带制造厂"]
[993,"BY034","热电偶","K型","0-1000℃",3528,"天康股份有限公司","坯料与板带制造厂"]
[994,"BY035","热电偶","K型","0-1000℃",3529,"天康股份有限公司","坯料与板带制造厂"]
[995,"BY036","热电偶","K型","0-1000℃",3534,"天康股份有限公司","坯料与板带制造厂"]
[996,"BY037","热电偶","K型","0-1000℃",3536,"天康股份有限公司","坯料与板带制造厂"]
[997,"BY038","热电偶","K型","0-1000℃",3537,"天康股份有限公司","坯料与板带制造厂"]
[998,"BY039","热电偶","K型","0-1000℃",3540,"天康股份有限公司","坯料与板带制造厂"]
[999,"BY040","热电偶","K型","0-1000℃",3542,"天康股份有限公司","坯料与板带制造厂"]
[1000,"BY041","热电偶","K型","0-1000℃",3543,"天康股份有限公司","坯料与板带制造厂"]
[1001,"BY042","热电偶","K型","0-1000℃",3546,"天康股份有限公司","坯料与板带制造厂"]
[1002,"BY044","热电偶","K型","0-1000℃",3548,"天康股份有限公司","坯料与板带制造厂"]
[1003,"BY045","热电偶","K型","0-1000℃",3549,"天康股份有限公司","坯料与板带制造厂"]
[1004,"BY046","热电偶","K型","0-1000℃",3550,"天康股份有限公司","坯料与板带制造厂"]
[1005,"BY073","热电偶","K型",null,1,"天康股份有限公司","坯料与板带制造厂"]
[1006,"BY074","热电偶","K型",null,2,"天康股份有限公司","坯料与板带制造厂"]
[1007,"BY075","热电偶","K型",null,3,"天康股份有限公司","坯料与板带制造厂"]
[1008,"BY076","热电偶","K型",null,4,"天康股份有限公司","坯料与板带制造厂"]
[1009,"BY077","热电偶","K型",null,5,"天康股份有限公司","坯料与板带制造厂"]
[1010,"BY078","热电偶","K型",null,6,"天康股份有限公司","坯料与板带制造厂"]
[1011,"BY079","热电偶","K型",null,7,"天康股份有限公司","坯料与板带制造厂"]
[1012,"BY080","热电偶","K型",null,8,"天康股份有限公司","坯料与板带制造厂"]
[1013,"BY188","铠装热电偶","WRKKI-007DC",null,3,"重庆市大正温度仪表有限公司","坯料与板带制造厂"]
[1014,"BY189","铠装热电偶","WRKKI-007DC",null,4,"重庆市大正温度仪表有限公司","坯料与板带制造厂"]
[1015,"BY190","铠装热电偶","WRKKI-007DC",null,5,"重庆市大正温度仪表有限公司","坯料与板带制造厂"]
[1016,"BY191","铠装热电偶","WRKKI-007DC",null,6,"重庆大正温度仪表有限公司","坯料与板带制造厂"]
[1017,"BY192","铠装热电偶","WRKKI-007DC",null,7,"重庆市大正温度仪表有限公司","坯料与板带制造厂"]
[1018,"BY193","铠装热电偶","WRKKI-007DC",null,8,"重庆市大正温度仪表有限公司","坯料与板带制造厂"]
[1019,"BY194","铠装热电偶","WRKKI-007DC",null,9,"重庆市大正温度仪表有限公司","坯料与板带制造厂"]
[1020,"BY195","铠装热电偶","WRKKI-007DC",null,10,"重庆市大正温度仪表有限公司","坯料与板带制造厂"]
[1021,"BY196","铠装热电偶","WRKKI-007DC",null,11,"重庆市大正温度仪表有限公司","坯料与板带制造厂"]
[1022,"BY197","铠装热电偶","WRKKI-007DC",null,12,"重庆市大正温度仪表有限公司","坯料与板带制造厂"]
[1023,"BY199","铠装热电偶","WRKKI-007DC",null,14,"重庆市大正温度仪表有限公司","坯料与板带制造厂"]
[1024,"BY265","工业铂热电阻","Pt100",null,14053284,null,"坯料与板带制造厂"]
[1025,"BY266","工业铂热电阻","Pt100",null,14053285,null,"坯料与板带制造厂"]
[1026,"D-PB-139","功率表","20KW","20kw",null,"GDSSEN","坯料与板带制造厂"]
[1027,"j21-30(J-PB-001)","钢卷尺","开拓量具厂","5m",30,null,"坯料与板带制造厂"]
[1028,"j21-31(J-PB-002)","钢卷尺","开拓量具厂","5m",31,null,"坯料与板带制造厂"]
[1029,"j21-32(J-PB-003)","钢卷尺","天津市测量仪器一厂","3m",32,null,"坯料与板带制造厂"]
[1030,"J-PB-001","钢卷尺","10m","10m",null,"宁波长城精工实业有限公司","坯料与板带制造厂"]
[1031,"L-PB-041","压力表","Y-40","0-10MPa",537,"青岛冠力特种仪器仪表厂","坯料与板带制造厂"]
[1032,"L-PB-045","耐震压力表","YN-100","0-1.6MPa",232,"宜昌仪表总厂","坯料与板带制造厂"]
[1033,"L-PB-046","耐震压力表","YN-100","0-1.6MPa",246,"宜昌仪表厂","坯料与板带制造厂"]
[1034,"L-PB-232","压力表","Y-100","0-1.6MPa",5004,"杭州富阳华仪仪表有限公司","坯料与板带制造厂"]
[1035,"L-PB-236","耐震压力表","YN-100","0-1.6MPa",247,"宜昌仪表总厂","坯料与板带制造厂"]
[1036,"L-PB-238","耐震压力表","YN-60","0-10MPa",1425,"天津市新大华仪表有限责任公司","坯料与板带制造厂"]
[1037,"L-PB-253","乙炔表","YE-60","0-0.25MPa",2.41,"宁波隆兴焊割科技股份有限公司","坯料与板带制造厂"]
[1038,"L-PB-254","乙炔表","YE-60","0-4MPa",7626,"宁波隆兴焊割科技股份有限公司","坯料与板带制造厂"]
[1039,"L-PB-255","氧气表","YO-60","0-25MPa",474,"宁波隆兴焊割科技股份有限公司","坯料与板带制造厂"]
[1040,"L-PB-256","氧气表","YO-60","0-2.5MPa",4799,"宁波隆兴焊割科技股份有限公司","坯料与板带制造厂"]
[1041,"L-PB-263","耐震压力表","YN-60","0-40MPa",6.073,"徐州市日欣仪表厂","坯料与板带制造厂"]
[1042,"PB001（21151）","游标卡尺","哈量","0-500","Q1115",null,"坯料与板带制造厂"]
[1043,"PB006","框式水平仪","200mm×200mm",null,80430,"上海飞环水平仪厂","坯料与板带制造厂"]
[1044,"PB009","波美计","0-65(Bh)",null,1512,"耀华仪表厂","坯料与板带制造厂"]
[1045,"PB010","波美计",null,"0-65(Bh)",1638,"耀华仪表厂","坯料与板带制造厂"]
[1046,"PB011","波美计",null,"0-65(Bh)",1396,"耀华仪表厂","坯料与板带制造厂"]
[1047,"PB014","板厚千分尺","桂量","0-25mm",49862,"桂林量具刃具厂","坯料与板带制造厂"]
[1048,"PB026","数显游标卡尺","成量","0-150mm",4908371572,"成都量具刃具厂","坯料与板带制造厂"]
[1049,"PB028","数显千分尺","成量","25-50mm",1112016,"成都量具刃具厂","坯料与板带制造厂"]
[1050,"PB029","数显千分尺","成量","0-25mm",1112293,"成都量具刃具厂","坯料与板带制造厂"]
[1051,"PB034","塞尺","200mm",null,"012#","上海惠申金属制品有限公司","坯料与板带制造厂"]
[1052,"PB041","百分表","0-5mm",null,"J93511","Beta","坯料与板带制造厂"]
[1053,"PB063","板厚千分尺","桂量","0-25mm",52208,"桂林量具刃具有限责任公司","坯料与板带制造厂"]
[1054,"PB064","内测千分尺","青量","5-30mm",100640931,"青海量具刃具有限责任公司","坯料与板带制造厂"]
[1055,"PB078","钢卷尺","10m   限用5m",null,"PLJ06-6","宁波长城精工实业有限公司","坯料与板带制造厂"]
[1056,"PB081","钢卷尺","5m","5m","PLJ03-6","宁波长城精工实业有限公司","坯料与板带制造厂"]
[1057,"PB082","钢卷尺","5m",null,"PLJ04-6","宁波长城精工实业有限公司","坯料与板带制造厂"]
[1058,"PB083","钢卷尺","5m",null,"PLJ01-6","宁波长城精工实业有限公司","坯料与板带制造厂"]
[1059,"PB084","钢卷尺","5m",null,"PLJ02-6","宁波长城精工实业有限公司","坯料与板带制造厂"]
[1060,"PB092","外径千分尺","275-300mm","275-300mm",97506,"成都量具刃具厂","坯料与板带制造厂"]
[1061,"PB094","电子卡尺","0-150mm","0-150mm",11022066,"哈尔滨量具刃具集团有限责任公司","坯料与板带制造厂"]
[1062,"PB098","内测千分尺","25-50mm","25-50mm",111289992,"青海量具刃具有限责任公司","坯料与板带制造厂"]
[1063,"PB100","条式水平仪","200mm","200mm  0.02mm/m",10026,"沈阳水平仪厂","坯料与板带制造厂"]
[1064,"PB104","波美计",null,"0-65Bh",1139,"耀华器械仪表厂","坯料与板带制造厂"]
[1065,"PB105","波美计",null,"0-65Bh",2642,"耀华器械仪表厂","坯料与板带制造厂"]
[1066,"PB106","波美计",null,"0-65Bh",1046,"耀华器械仪表厂","坯料与板带制造厂"]
[1067,"PB107","钢直尺","1000mm",null,null,"杭州湘工工量具有限公司","坯料与板带制造厂"]
[1068,"PB108","钢卷尺","10m",null,null,"雷诺工具","坯料与板带制造厂"]
[1069,"PB109","钢直尺","1000mm",null,null,"RIGHTOOL","坯料与板带制造厂"]
[1070,"PB113","钢卷尺","5m",null,"GHJ02-7","雷诺工具","坯料与板带制造厂"]
[1071,"PB114","钢卷尺","5m",null,"GHJ01-07","雷诺工具","坯料与板带制造厂"]
[1072,"PB115","钢卷尺","3m",{"$nulls":3},"坯料与板带制造厂"]
[1073,"PB116","钢卷尺","5m",null,"GHJ03-07","雷诺工具","坯料与板带制造厂"]
[1074,"PB117","钢卷尺","3m",null,"GHJ07","宁波长城精工实业有限公司","坯料与板带制造厂"]
[1075,"PB119","钢卷尺","5m",null,"ZXB","进口","坯料与板带制造厂"]
[1076,"PB120","钢卷尺","5m",null,"FC","进口","坯料与板带制造厂"]
[1077,"PB123","钢卷尺","3m",null,null,"雷诺工具","坯料与板带制造厂"]
[1078,"PB124","钢直尺","300mm",null,null,"宁波长城精工实业有限公司","坯料与板带制造厂"]
[1079,"PB125","钢卷尺","3m",null,"GHJ07","雷诺工具","坯料与板带制造厂"]
[1080,"PB126","杠杆千分表","0-0.2mm",null,null,"成都量具厂","坯料与板带制造厂"]
[1081,"PB128","钢卷尺","10m",null,null,"宁波长城精工实业有限公司","坯料与板带制造厂"]
[1082,"PB130","钢卷尺","5m",null,"1#","长城宁波精工实业有限公司","坯料与板带制造厂"]
[1083,"PB131","钢卷尺","5m",null,"2#","宁波长城精工实业有限公司","坯料与板带制造厂"]
[1084,"PB132","钢卷尺","5m",null,"3#","雷诺工具","坯料与板带制造厂"]
[1085,"PB133","钢卷尺","5m",null,"4#","雷诺工具","坯料与板带制造厂"]
[1086,"PB134","钢卷尺","5m",null,"5#","雷诺工具","坯料与板带制造厂"]
[1087,"PB135","钢卷尺","3m",null,"6#","雷诺工具","坯料与板带制造厂"]
[1088,"PB136","钢卷尺","3m",null,"7#","雷诺工具","坯料与板带制造厂"]
[1089,"PB137","钢卷尺","3m",null,"8#","雷诺工具","坯料与板带制造厂"]
[1090,"PB138","钢卷尺","3m",null,"9#","雷诺工具","坯料与板带制造厂"]
[1091,"PB140","钢卷尺","5m",null,null,"宁波长城精工实业有限公司","坯料与板带制造厂"]
[1092,"PB144","外径千分尺","0-25mm",null,8667,"哈尔滨量具刃具集团有限责任公司","坯料与板带制造厂"]
[1093,"PB149","板厚千分尺","0-25mm",null,90313663,"青海量具刃具有限责任公司","坯料与板带制造厂"]
[1094,"PB158","钢卷尺","5m",null,null,"宁波长城精工实业有限公司","坯料与板带制造厂"]
[1095,"PB165","游标塞尺","JZC8型",null,"12001#","中国温州华昌测绘仪器厂","坯料与板带制造厂"]
[1096,"PB175","杠杆百分表","0-0.8mm",null,110567,"哈尔滨量具刃具集团有限责任公司","坯料与板带制造厂"]
[1097,"PB177","板厚千分尺","0-25mm",null,120936719,"青海量具刃具有限责任公司","坯料与板带制造厂"]
[1098,"PB181","钢卷尺","5m",null,"1#","宁波长城精工实业有限公司","坯料与板带制造厂"]
[1099,"PB182","钢卷尺","5m",null,"2#","宁波长城精工实业有限公司","坯料与板带制造厂"]
[1100,"PB183","钢卷尺","5m",null,"3#","宁波长城精工实业有限公司","坯料与板带制造厂"]
[1101,"PB184","钢卷尺","5m",null,"4#","宁波长城精工实业有限公司","坯料与板带制造厂"]
[1102,"PB185","钢卷尺","5m",null,"5#","宁波长城精工实业有限公司","坯料与板带制造厂"]
[1103,"PB186","钢卷尺","5m",{"$nulls":3},"坯料与板带制造厂"]
[1104,"PB187","板厚千分尺","0-25mm",null,90313837,"青海量具厂","坯料与板带制造厂"]
[1105,"PB189","内径百分表","35-50mm",null,1210149,"哈尔滨量具厂","坯料与板带制造厂"]
[1106,"PB191","板厚千分尺","0-25mm","0-25mm",120498577,"青海量具厂","坯料与板带制造厂"]
[1107,"PB199","千分尺","0.01mm","0-25mm",1300524,"哈尔滨量具厂","坯料与板带制造厂"]
[1108,"PB204","钢卷尺","5m",null,"1#","青岛象牌工具有限公司","坯料与板带制造厂"]
[1109,"PB205","钢卷尺","4m",null,"2#","青岛象牌工具有限公司","坯料与板带制造厂"]
[1110,"PB206","钢卷尺","5m",null,"1#","青岛象牌工具有限公司","坯料与板带制造厂"]
[1111,"PB207","钢卷尺","5m",null,"2#","青岛象牌工具有限公司","坯料与板带制造厂"]
[1112,"PB208","钢卷尺","5m",null,"3#","青岛象牌工具有限公司","坯料与板带制造厂"]
[1113,"PB209","电子数显卡尺","0-500ml",null,65192,"广陆量具厂","坯料与板带制造厂"]
[1114,"PB210","钢卷尺","5m",null,"1#","青岛象牌工具有限公司","坯料与板带制造厂"]
[1115,"PB211","钢卷尺","5m",null,"2#","青岛象牌工具有限公司","坯料与板带制造厂"]
[1116,"PB216","钢卷尺","5m",null,"1#","宁波长城精工实业有限公司","坯料与板带制造厂"]
[1117,"PB217","钢卷尺","5m",null,"2#","宁波长城精工实业有限公司","坯料与板带制造厂"]
[1118,"PB218","钢卷尺","5m",null,"3#","宁波长城精工实业有限公司","坯料与板带制造厂"]
[1119,"PB219","钢卷尺","5m",null,"4#","宁波长城精工实业有限公司","坯料与板带制造厂"]
[1120,"PB220","钢卷尺","5m",null,"1#","宁波长城精工实业有限公司","坯料与板带制造厂"]
[1121,"PB221","钢卷尺","5m",null,"2#","宁波长城精工实业有限公司","坯料与板带制造厂"]
[1122,"PB224","钢卷尺","5m",null,"1#","宁波长城精工实业有限公司","坯料与板带制造厂"]
[1123,"PB225","钢卷尺","5m",null,"2#","宁波长城精工实业有限公司","坯料与板带制造厂"]
[1124,"PB226","钢卷尺","5m",null,"3#","宁波长城精工实业有限公司","坯料与板带制造厂"]
[1125,"PB227","钢卷尺","5m",null,"4#","宁波长城精工实业有限公司","坯料与板带制造厂"]
[1126,"PB231","内测千分尺","25-50 mm",null,150874047,"青海量具刃具有限责任公司","坯料与板带制造厂"]
[1127,"PB232","钢卷尺","5m",null,"1#",null,"坯料与板带制造厂"]
[1128,"PB233","钢卷尺","5m",null,"2#",null,"坯料与板带制造厂"]
[1129,"PB234","钢卷尺","5m",null,"3#","得力集团有限公司","坯料与板带制造厂"]
[1130,"R-PB-002","铂电阻","WZP-231",null,1,"安徽鑫国仪表有限公司","坯料与板带制造厂"]
[1131,"R-PB-003","铂电阻","WZP-231",null,2,"安徽鑫国仪表有限公司","坯料与板带制造厂"]
[1132,"R-PB-025","热电偶","K型",null,15,null,"坯料与板带制造厂"]
[1133,"R-PB-028","热电偶","K型",null,18,null,"坯料与板带制造厂"]
[1134,"R-PB-029","热电偶","K型",null,19,null,"坯料与板带制造厂"]
[1135,"R-PB-030","热电偶","K型",null,20,null,"坯料与板带制造厂"]
[1136,"R-PB-031","热电偶","K型",null,21,null,"坯料与板带制造厂"]
[1137,"R-PB-033","热电偶","K型",null,23,null,"坯料与板带制造厂"]
[1138,"R-PB-037","热电偶","K型",{"$nulls":3},"坯料与板带制造厂"]
[1139,"R-PB-038","热电偶","K型",{"$nulls":3},"坯料与板带制造厂"]
[1140,"R-PB-039","热电偶","K型",{"$nulls":3},"坯料与板带制造厂"]
[1141,"R-PB-069","热电偶","K型",null,1,"上海模数仪表有限公司","坯料与板带制造厂"]
[1142,"R-PB-070","热电偶","K型",null,2,"上海数模仪表有限公司","坯料与板带制造厂"]
[1143,"R-PB-071","热电偶","K型",null,3,"上海模数仪表有限公司","坯料与板带制造厂"]
[1144,"R-PB-072","热电偶","K型",null,4,"上海数模仪表有限公司","坯料与板带制造厂"]
[1145,"R-PB-073","热电偶","K型",null,5,"上海模数仪表有限公司","坯料与板带制造厂"]
[1146,"R-PB-074","热电偶","K型",null,6,"上海数模仪表有限公司","坯料与板带制造厂"]
[1147,"R-PB-075","热电偶","K型",null,7,"上海模数仪表有限公司","坯料与板带制造厂"]
[1148,"R-PB-076","热电偶","K型",null,8,"上海数模仪表有限公司","坯料与板带制造厂"]
[1149,"R-PB-077","热电偶","K型",null,9,"上海数模仪表有限公司","坯料与板带制造厂"]
[1150,"R-PB-109","热电偶","K型",null,101,"FURNACE  PARTS","坯料与板带制造厂"]
[1151,"R-PB-110","热电偶","K型",null,150209001,"FURNACE  PARTS","坯料与板带制造厂"]
[1152,"R-PB-111","热电偶","K型",null,111108901,"重庆大正温度仪表有限公司","坯料与板带制造厂"]
[1153,"R-PB-112","热电偶","K型",null,111108902,"重庆大正温度仪表有限公司","坯料与板带制造厂"]
[1154,"R-PB-131","热电偶","K型",null,120,"furnace  parts","坯料与板带制造厂"]
[1155,"R-PB-133","热电偶","K型",null,113,"furnace  parts","坯料与板带制造厂"]
[1156,"R-PB-134","热电偶","K型",null,111,"furnace  parts","坯料与板带制造厂"]
[1157,"R-PB-135","热电偶","K型",null,137,"furnace  parts","坯料与板带制造厂"]
[1158,"R-PB-137","热电偶","K型",null,132,"furnace  parts","坯料与板带制造厂"]
[1159,"R-PB-138","热电偶","K型",null,142,"furnace  parts","坯料与板带制造厂"]
[1160,"R-PB-139","热电偶","K型",null,115,"furnace  parts","坯料与板带制造厂"]
[1161,"R-PB-140","热电偶","K型",null,125,"furnace  parts","坯料与板带制造厂"]
[1162,"R-PB-141","热电偶","K型",null,126,"furnace  parts","坯料与板带制造厂"]
[1163,"R-PB-142","热电偶","K型",null,135,"furnace  parts","坯料与板带制造厂"]
[1164,"R-PB-143","热电偶","K型",null,117,"furnace  parts","坯料与板带制造厂"]
[1165,"R-PB-144","热电偶","K型",null,116,"furnace  parts","坯料与板带制造厂"]
[1166,"R-PB-146","热电偶","K型",null,134,"furnace  parts","坯料与板带制造厂"]
[1167,"R-PB-147","热电偶","K型",null,138,"furnace  parts","坯料与板带制造厂"]
[1168,"R-PB-148","热电偶","K型",null,121,"furnace  parts","坯料与板带制造厂"]
[1169,"R-PB-149","热电偶","K型",null,128,"furnace  parts","坯料与板带制造厂"]
[1170,"R-PB-150","热电偶","K型",null,136,"furnace  parts","坯料与板带制造厂"]
[1171,"R-PB-151","热电偶","K型",null,118,"furnace  parts","坯料与板带制造厂"]
[1172,"R-PB-152","热电偶","K型",null,141,"furnace  parts","坯料与板带制造厂"]
[1173,"R-PB-153","热电偶","K型",null,123,"furnace  parts","坯料与板带制造厂"]
[1174,"R-PB-154","热电偶","K型",null,122,"furnace  parts","坯料与板带制造厂"]
[1175,"R-PB-155","热电偶","K型",null,144,"furnace  parts","坯料与板带制造厂"]
[1176,"R-PB-156","热电偶","K型",null,109,"furnace  parts","坯料与板带制造厂"]
[1177,"R-PB-157","热电偶","K型",null,114,"furnace  parts","坯料与板带制造厂"]
[1178,"R-PB-158","热电偶","K型",null,127,"furnace  parts","坯料与板带制造厂"]
[1179,"R-PB-159","热电偶","K型",null,143,"furnace  parts","坯料与板带制造厂"]
[1180,"R-PB-160","热电偶","K型",null,148,"furnace  parts","坯料与板带制造厂"]
[1181,"R-PB-161","热电偶","K型",null,181,"furnace  parts","坯料与板带制造厂"]
[1182,"R-PB-162","热电偶","K型",null,186,"furnace  parts","坯料与板带制造厂"]
[1183,"R-PB-163","热电偶","K型",null,193,"furnace  parts","坯料与板带制造厂"]
[1184,"R-PB-164","热电偶","K型",null,184,"furnace  parts","坯料与板带制造厂"]
[1185,"R-PB-165","热电偶","K型",null,179,"furnace  parts","坯料与板带制造厂"]
[1186,"R-PB-166","热电偶","K型",null,197,"furnace  parts","坯料与板带制造厂"]
[1187,"R-PB-167","热电偶","K型",null,129,"furnace  parts","坯料与板带制造厂"]
[1188,"R-PB-168","热电偶","K型",null,133,"furnace  parts","坯料与板带制造厂"]
[1189,"R-PB-169","热电偶","K型",null,140,"furnace  parts","坯料与板带制造厂"]
[1190,"R-PB-170","热电偶","K型",null,147,"furnace  parts","坯料与板带制造厂"]
[1191,"R-PB-171","热电偶","K型",null,130,"furnace  parts","坯料与板带制造厂"]
[1192,"R-PB-172","热电偶","K型",null,131,"furnace  parts","坯料与板带制造厂"]
[1193,"R-PB-173","热电偶","K型",null,139,"furnace  parts","坯料与板带制造厂"]
[1194,"R-PB-177","热电偶","K型",null,145,"furnace  parts","坯料与板带制造厂"]
[1195,"R-PB-178","热电偶","K型",null,112,"furnace  parts","坯料与板带制造厂"]
[1196,"R-PB-179","热电偶","K型",null,146,"furnace  parts","坯料与板带制造厂"]
[1197,"R-PB-180","热电偶","K型",null,151,"furnace  parts","坯料与板带制造厂"]
[1198,"R-PB-181","热电偶","K型",null,152,"furnace  parts","坯料与板带制造厂"]
[1199,"R-PB-182","热电偶","K型",null,155,"furnace  parts","坯料与板带制造厂"]
[1200,"R-PB-183","热电偶","K型",null,157,"furnace  parts","坯料与板带制造厂"]
[1201,"R-PB-184","热电偶","K型",null,158,"furnace  parts","坯料与板带制造厂"]
[1202,"R-PB-185","热电偶","K型",null,159,"furnace  parts","坯料与板带制造厂"]
[1203,"R-PB-186","热电偶","K型",null,185,"furnace  parts","坯料与板带制造厂"]
[1204,"R-PB-187","热电偶","K型",null,201,"furnace  parts","坯料与板带制造厂"]
[1205,"R-PB-188","热电偶","K型",null,200,"furnace  parts","坯料与板带制造厂"]
[1206,"R-PB-189","热电偶","K型",null,183,"furnace  parts","坯料与板带制造厂"]
[1207,"R-PB-190","热电偶","K型",null,180,"furnace  parts","坯料与板带制造厂"]
[1208,"R-PB-191","热电偶","K型",null,198,"furnace  parts","坯料与板带制造厂"]
[1209,"R-PB-192","热电偶","K型",null,199,"furnace  parts","坯料与板带制造厂"]
[1210,"R-PB-193","热电偶","K型",null,194,"furnace  parts","坯料与板带制造厂"]
[1211,"R-PB-194","热电偶","K型",null,191,"furnace  parts","坯料与板带制造厂"]
[1212,"R-PB-195","热电偶","K型",null,190,"furnace  parts","坯料与板带制造厂"]
[1213,"R-PB-196","热电偶","K型",null,189,"furnace  parts","坯料与板带制造厂"]
[1214,"R-PB-197","热电偶","K型",null,175,"furnace  parts","坯料与板带制造厂"]
[1215,"R-PB-198","热电偶","K型",null,192,"furnace  parts","坯料与板带制造厂"]
[1216,"R-PB-199","热电偶","K型",null,202,"furnace  parts","坯料与板带制造厂"]
[1217,"R-PB-200","热电偶","K型",null,182,"furnace  parts","坯料与板带制造厂"]
[1218,"R-PB-201","热电偶","K型",null,169,"furnace  parts","坯料与板带制造厂"]
[1219,"R-PB-202","热电偶","K型",null,195,"furnace  parts","坯料与板带制造厂"]
[1220,"R-PB-203","热电偶","K型",null,204,"furnace  parts","坯料与板带制造厂"]
[1221,"R-PB-204","热电偶","K型",null,176,"furnace  parts","坯料与板带制造厂"]
[1222,"R-PB-205","热电偶","K型",null,203,"furnace  parts","坯料与板带制造厂"]
[1223,"R-PB-206","热电偶","K型",null,173,"furnace  parts","坯料与板带制造厂"]
[1224,"R-PB-207","热电偶","K型",null,205,"furnace  parts","坯料与板带制造厂"]
[1225,"R-PB-208","热电偶","K型",null,171,"furnace  parts","坯料与板带制造厂"]
[1226,"R-PB-209","热电偶","K型",null,172,"furnace  parts","坯料与板带制造厂"]
[1227,"R-PB-210","热电偶","K型",null,178,"furnace  parts","坯料与板带制造厂"]
[1228,"R-PB-211","热电偶","K型",null,188,"furnace  parts","坯料与板带制造厂"]
[1229,"R-PB-212","热电偶","K型",null,177,"furnace  parts","坯料与板带制造厂"]
[1230,"R-PB-213","热电偶","K型",null,187,"furnace  parts","坯料与板带制造厂"]
[1231,"R-PB-214","热电偶","K型",null,196,"furnace  parts","坯料与板带制造厂"]
[1232,"R-PB-215","热电偶","K型",null,160,"furnace  parts","坯料与板带制造厂"]
[1233,"R-PB-216","热电偶","K型",null,162,"furnace  parts","坯料与板带制造厂"]
[1234,"R-PB-217","热电偶","K型",null,161,"furnace  parts","坯料与板带制造厂"]
[1235,"R-PB-218","热电偶","K型",null,168,"furnace  parts","坯料与板带制造厂"]
[1236,"R-PB-219","热电偶","K型",null,174,"furnace  parts","坯料与板带制造厂"]
[1237,"R-PB-220","热电偶","K型",null,170,"furnace  parts","坯料与板带制造厂"]
[1238,"R-PB-221","热电偶","K型",null,206,"furnace  parts","坯料与板带制造厂"]
[1239,"R-PB-222","热电偶","K型",null,207,"furnace  parts","坯料与板带制造厂"]
[1240,"R-PB-223","热电偶","K型",null,163,"furnace  parts","坯料与板带制造厂"]
[1241,"R-PB-224","热电偶","K型",null,208,"furnace  parts","坯料与板带制造厂"]
[1242,"R-PB-225","热电偶","K型",null,167,"furnace  parts","坯料与板带制造厂"]
[1243,"R-PB-226","热电偶","K型",null,165,"furnace  parts","坯料与板带制造厂"]
[1244,"R-PB-227","热电偶","K型",null,149,"furnace  parts","坯料与板带制造厂"]
[1245,"R-PB-228","热电偶","K型",null,150,"furnace  parts","坯料与板带制造厂"]
[1246,"R-PB-229","热电偶","K型",null,153,"furnace  parts","坯料与板带制造厂"]
[1247,"R-PB-230","热电偶","K型",null,154,"furnace  parts","坯料与板带制造厂"]
[1248,"R-PB-231","热电偶","K型",null,156,"furnace  parts","坯料与板带制造厂"]
[1249,"R-PB-232","热电偶","K型",null,166,"furnace  parts","坯料与板带制造厂"]
[1250,"R-PB-238","双金属温度计","WSSX",null,null,"杭州鹤山","坯料与板带制造厂"]
[1251,"R-PB-255","热电阻","Pt100",{"$nulls":3},"坯料与板带制造厂"]
[1252,"R-PB-256","热电阻","Pt100",{"$nulls":3},"坯料与板带制造厂"]
[1253,"R-PB-257","热电偶","K型",null,null,"重庆市大正温度仪表有限公司","坯料与板带制造厂"]
[1254,"R-PB-258","热电偶","K型",null,513,"重庆市大正温度仪表有限公司","坯料与板带制造厂"]
[1255,"R-PB-259","热电偶","K型",null,515,"重庆市大正温度仪表有限公司","坯料与板带制造厂"]
[1256,"R-PB-260","热电偶","K型",null,509,"重庆市大正温度仪表有限公司","坯料与板带制造厂"]
[1257,"R-PB-261","热电偶","K型",null,507,"重庆市大正温度仪表有限公司","坯料与板带制造厂"]
[1258,"R-PB-262","热电偶","K型",null,506,"重庆市大正温度仪表有限公司","坯料与板带制造厂"]
[1259,"R-PB-263","热电偶","K型",null,516,"重庆市大正温度仪表有限公司","坯料与板带制造厂"]
[1260,"R-PB-265","热电偶","K型",null,517,"重庆市大正温度仪表有限公司","坯料与板带制造厂"]
[1261,"R-PB-266","热电偶","K型",null,514,"重庆市大正温度仪表有限公司","坯料与板带制造厂"]
[1262,"R-PB-268","热电偶","K型",null,502,"重庆市大正温度仪表有限公司","坯料与板带制造厂"]
[1263,"R-PB-269","热电偶","K型",null,512,"重庆市大正温度仪表有限公司","坯料与板带制造厂"]
[1264,"R-PB-270","热电偶","K型",null,520,"重庆市大正温度仪表有限公司","坯料与板带制造厂"]
[1265,"R-PB-272","热电偶","K型",null,519,"重庆市大正温度仪表有限公司","坯料与板带制造厂"]
[1266,"R-PB-273","热电偶","K型",null,503,"重庆市 大正温度仪表有限公司","坯料与板带制造厂"]
[1267,"R-PB-274","热电偶","K型",null,501,"重庆市大正温度仪表有限公司","坯料与板带制造厂"]
[1268,"R-PB-275","热电偶","K型",null,505,"重庆市大正温度仪表有限公司","坯料与板带制造厂"]
[1269,"R-PB-276","热电偶","K型",null,518,"重庆市大正温度仪表有限公司","坯料与板带制造厂"]
[1270,"R-PB-277","热电偶","K型",null,508,"重庆市大正温度仪表有限公司","坯料与板带制造厂"]
[1271,"R-PB-293","玻璃温度计","0-200℃",{"$nulls":3},"坯料与板带制造厂"]
[1272,"R-PB-295","玻璃温度计","0-200℃",{"$nulls":3},"坯料与板带制造厂"]
[1273,"R-PB-296","玻璃温度计","0-200℃",{"$nulls":3},"坯料与板带制造厂"]
[1274,"R-PB-321","热电偶","K型",null,"PB20130808",null,"坯料与板带制造厂"]
[1275,"R-PB-322","热电偶","K型",null,"PB20130807",null,"坯料与板带制造厂"]
[1276,"R-PB-329","热电偶","K型",null,150209002,null,"坯料与板带制造厂"]
[1277,"R-PB-330","热电偶","K型",null,130415107,null,"坯料与板带制造厂"]
[1278,"R-PB-331","热电偶","K型",null,130919506,null,"坯料与板带制造厂"]
[1279,"R-PB-334","热电偶","K型",null,130919515,null,"坯料与板带制造厂"]
[1280,"R-PB-339","热电偶","K型",null,130919512,null,"坯料与板带制造厂"]
[1281,"R-PB-346","热电偶","K型",null,130919519,null,"坯料与板带制造厂"]
[1282,"R-PB-351","热电偶","K型",null,"FP8",null,"坯料与板带制造厂"]
[1283,"R-PB-434","热电偶","K型",null,130919510,null,"坯料与板带制造厂"]
[1284,"R-PB-455","热电偶","K型",null,15120287,null,"坯料与板带制造厂"]
[1285,"R-PB-456","热电偶","K型",null,15120288,null,"坯料与板带制造厂"]
[1286,"R-PB-457","热电偶","K型",null,15120289,null,"坯料与板带制造厂"]
[1287,"R-PB-459","热电偶","K型",null,15120291,null,"坯料与板带制造厂"]
[1288,"R-PB-461","热电偶","K型",null,15120293,null,"坯料与板带制造厂"]
[1289,"R-PB-462","热电偶","K型",null,15120294,null,"坯料与板带制造厂"]
[1290,"R-PB-464","热电偶","K型",null,15120296,null,"坯料与板带制造厂"]
[1291,"R-PB-465","热电偶","K型",null,15120297,null,"坯料与板带制造厂"]
[1292,"R-PB-467","热电偶","K型",null,15120299,null,"坯料与板带制造厂"]
[1293,"R-PB-468","热电偶","K型",null,15120300,null,"坯料与板带制造厂"]
[1294,"R-PB-469","热电偶","K型",null,15120301,null,"坯料与板带制造厂"]
[1295,"R-PB-470","热电偶","K型",null,15120302,null,"坯料与板带制造厂"]
[1296,"R-PB-471","热电偶","K型",null,15120303,null,"坯料与板带制造厂"]
[1297,"R-PB-473","热电偶","K型",null,15120305,null,"坯料与板带制造厂"]
[1298,"R-PB-474","热电偶","K型",null,15120306,null,"坯料与板带制造厂"]
[1299,"R-PB-476","热电偶","K型",null,16021638,null,"坯料与板带制造厂"]
[1300,"R-PB-477","热电偶","K型",null,16021639,null,"坯料与板带制造厂"]
[1301,"R-PB-478","热电偶","K型",null,16021640,null,"坯料与板带制造厂"]
[1302,"R-PB-480","热电偶","K型",null,16021642,null,"坯料与板带制造厂"]
[1303,"R-PB-481","热电偶","K型",null,16021643,null,"坯料与板带制造厂"]
[1304,"ZL-PB-005","电子吊秤","OCS-TZ-5",null,"L1207056","宁波依托力称重设备有限公司","坯料与板带制造厂"]
[1305,"ZL-PB-006","电子台秤","TCS-1000",null,120026,"西安西衡衡器科技有限公司","坯料与板带制造厂"]
[1306,"ZL-PB-007","电子台秤","TCS-1000",null,120025,"西安西衡衡器科技有限公司","坯料与板带制造厂"]
[1307,"ZY-PB-330","波美计",null,"0-70 Bh",1047,"耀华器械仪表厂","坯料与板带制造厂"]
[1308,"ZY-PB-333","钢卷尺","5m",{"$nulls":3},"坯料与板带制造厂"]
[1309,"ZY-PB-334","钢卷尺","5m",{"$nulls":3},"坯料与板带制造厂"]
[1310,"ZY-PB-335","钢卷尺","5m",{"$nulls":3},"坯料与板带制造厂"]
[1311,"ZY-PB-336","钢卷尺","5m",{"$nulls":3},"坯料与板带制造厂"]
[1312,"ZY-PB-340","钢卷尺","5m",null,"5#",null,"坯料与板带制造厂"]
[1313,"ZY-PB-341","钢卷尺","5m",null,"4#",null,"坯料与板带制造厂"]
[1314,"ZY-PB-343","钢卷尺","5m",null,"2#",null,"坯料与板带制造厂"]
[1315,"ZY-PB-344","钢卷尺","5m",null,"1#",null,"坯料与板带制造厂"]
[1316,21002,"外径千分尺","哈量","0-25",979251,null,"西北锆管厂"]
[1317,21007,"外径千分尺","哈量","25-50",978189,null,"西北锆管厂"]
[1318,21013,"内测千分尺","青海",42520,9900125,null,"西北锆管厂"]
[1319,21024,"内测千分尺","青海",42520,9925701,null,"西北锆管厂"]
[1320,21027,"内测千分尺","青海","25-50",9924598,null,"西北锆管厂"]
[1321,21030,"外径千分尺","哈量","0-25",978148,null,"西北锆管厂"]
[1322,21031,"外径千分尺","哈量","0-25",979278,null,"西北锆管厂"]
[1323,21047,"游标卡尺",null,"0-150",90510540,null,"西北锆管厂"]
[1324,21052,"宽座角尺","成量","315×200",2554,null,"西北锆管厂"]
[1325,21055,"外径微米千分尺","哈量","0-25",992301,null,"西北锆管厂"]
[1326,21060,"外径千分尺","哈量","0-25",8993,null,"西北锆管厂"]
[1327,21061,"外径千分尺","哈量","25-50",979994,null,"西北锆管厂"]
[1328,21062,"外径千分尺","哈量","25-50",973619,null,"西北锆管厂"]
[1329,21066,"外径微米千分尺","哈量","0-25mm",9060,null,"西北锆管厂"]
[1330,21074,"外径微米千分尺","哈量","0-25",9202,null,"西北锆管厂"]
[1331,21089,"长杆壁厚千分尺","上量","0-25","G651",null,"西北锆管厂"]
[1332,21099,"百分表","哈量","0-3mm",null,"哈尔滨量具刃具厂","西北锆管厂"]
[1333,21157,"外径千分尺","哈量","0-25mm",65000,"哈尔滨量具刃具集团有限责任公司","西北锆管厂"]
[1334,21159,"数显千分尺","哈量","0-25mm",110595968,"哈尔滨量具刃具集团有限责任公司","西北锆管厂"]
[1335,21161,"外径千分尺","哈量","0-25mm",1268468,"哈尔滨量具刃具集团有限责任公司","西北锆管厂"]
[1336,21169,"壁厚千分尺","0-25mm","0-25mm","J30667","桂林量具刃具有限责任公司","西北锆管厂"]
[1337,21174,"杠杆百分表","0-0.8mm",null,110024,"哈尔滨量具厂","西北锆管厂"]
[1338,21181,"内径百分表","（10-18）mm",null,114621,"哈尔滨量具厂","西北锆管厂"]
[1339,21183,"数显壁厚千分尺","哈量","0-25mm",985897,"哈尔滨量具厂","西北锆管厂"]
[1340,21192,"电子数显外径千分尺","0-25mm",null,403080388,"成量","西北锆管厂"]
[1341,"BF21002","耐震压力表","YN-100","0-2.5MPa","进口",null,"西北锆管厂"]
[1342,"BF21003","耐震压力表","YN-100","0-25MPa","进口",null,"西北锆管厂"]
[1343,"BF21004","耐震压力表","YN-100","0-1.6MPa","进口",null,"西北锆管厂"]
[1344,"BF21005","耐震压力表","YN-100","0-2.5MPa","进口",null,"西北锆管厂"]
[1345,"BF21006","耐震压力表","YN-100","0-2.5MPa","进口",null,"西北锆管厂"]
[1346,"BF21010","压力表","Y-100","0-1MPa",204,null,"西北锆管厂"]
[1347,"BF21012","耐震压力表","YN-100","0-2.5MPa",4902,null,"西北锆管厂"]
[1348,"BF21016","耐震压力表","YN-100","0-2.5MPa",4903,null,"西北锆管厂"]
[1349,"BF21017","耐震压力表","YN-100","0-60MPa",1891,null,"西北锆管厂"]
[1350,"BF21021","热电偶","S","0-1600℃",null,null,"西北锆管厂"]
[1351,"BF21022","热电偶","K","0-1100℃",null,null,"西北锆管厂"]
[1352,"BY011","热电偶","S","0-1300℃","/",null,"西北锆管厂"]
[1353,"BY031","热电偶","S（WRP-435）","0-1600℃","/",null,"西北锆管厂"]
[1354,"BY032","绝缘电阻表","ZC25-3","500V 500MΩ",9090318,null,"西北锆管厂"]
[1355,"BY241","耐震压力表","0-250MPa",null,12120150,"无锡市广顺石化仪表厂","西北锆管厂"]
[1356,"D-21-0002","兆欧表","ZC-7","500V 500MΩ",7084045,null,"西北锆管厂"]
[1357,"D-21-111","数字万用表","VC890C+",null,995918872,"深圳市胜利高电子科技有限公司","西北锆管厂"]
[1358,"D-21-112","数字万用表","VC890C+",null,995918876,"深圳市胜利高电子科技有限公司","西北锆管厂"]
[1359,"D-21-115","电导率仪","CCT-3320T","0.5-10μs/cm",1200021193,"河北科瑞达仪器科技股份有限公司","西北锆管厂"]
[1360,"D-21-116","电导率仪","CCT-3320T",null,1200021299,"河北科瑞达仪器科技股份有限公司","西北锆管厂"]
[1361,"DD21-018","三相四线无功电能表","DX862-2","3×380V 3×3(6)A",800213,null,"西北锆管厂"]
[1362,"DD21-020","三相四线无功电能表","DX862-2","3×380V 3×3(6)A",248730,null,"西北锆管厂"]
[1363,"j21-10","钢卷尺","青岛","5m",17,null,"西北锆管厂"]
[1364,"j21-17","钢卷尺","青岛","5m",null,null,"西北锆管厂"]
[1365,"j21-21","钢卷尺",null,"5m",null,null,"西北锆管厂"]
[1366,"j21-25","钢卷尺",null,"5m",null,null,"西北锆管厂"]
[1367,"j21-26","钢卷尺","青岛钢卷尺厂","5m",1,null,"西北锆管厂"]
[1368,"j21-29","钢卷尺","青岛钢卷尺厂","5m",29,null,"西北锆管厂"]
[1369,"j21-50","钢卷尺","5m",null,"A6","宁波长城精工实业有限公司","西北锆管厂"]
[1370,"j21-51","钢卷尺","5m",null,"A7","宁波长城精工实业有限公司","西北锆管厂"]
[1371,"j21-52","钢卷尺","5m",null,"A8","宁波长城精工实业有限公司","西北锆管厂"]
[1372,"j21-58","钢卷尺","5m",null,"1#","青岛象牌工具有限公司","西北锆管厂"]
[1373,"j21-59","钢卷尺","5m",null,"2#","青岛象牌工具有限公司","西北锆管厂"]
[1374,"j21-61","钢卷尺","5m",null,null,"青岛象牌工具有限公司","西北锆管厂"]
[1375,"j21-62","钢卷尺","3m",null,null,"青岛象牌工具有限公司","西北锆管厂"]
[1376,"j21-63","钢卷尺","3m",null,null,"青岛象牌工具有限公司","西北锆管厂"]
[1377,"j21-64","钢卷尺","3m",null,null,"青岛象牌工具有限公司","西北锆管厂"]
[1378,"j21-65","钢卷尺","4.5m",null,"2#","青岛象牌工具有限公司","西北锆管厂"]
[1379,"j21-66","钢卷尺","4.5m",null,"1#","青岛象牌工具有限公司","西北锆管厂"]
[1380,"j21-75","钢卷尺","5m",null,"2#","青岛象牌工具有限公司","西北锆管厂"]
[1381,"j21-76","钢卷尺","5m",null,"1#","青岛象牌工具有限公司","西北锆管厂"]
[1382,"L-21-005","耐震压力表","YN-100","0-1.6MPa",6437,"上海正保仪表厂","西北锆管厂"]
[1383,"L-21-013","压力表","Y-100","0-1.6MPa","进口",null,"西北锆管厂"]
[1384,"L-21-017","耐震压力表","YN-100","0-1.6MPa","进口",null,"西北锆管厂"]
[1385,"L-21-020","耐震压力表","YN-100","0-2.5MPa",5338,null,"西北锆管厂"]
[1386,"L-21-023","压力表","Y-100","0-1.6MPa","进口",null,"西北锆管厂"]
[1387,"L-21-026","耐震压力表","YN-100","0-60MPa",1937,null,"西北锆管厂"]
[1388,"L-21-027","耐震压力表","Y-100","0-25MPa",35237,null,"西北锆管厂"]
[1389,"L-21-033","耐震压力表","YN-100","0-16MPa","进口",null,"西北锆管厂"]
[1390,"L-21-040","耐震压力表","YN-100","0-2.5MPa",1928,"雷尔达仪表有限公司","西北锆管厂"]
[1391,"L-21-045","耐震压力表","YN-100","0-2.5MPa","11.9.920",null,"西北锆管厂"]
[1392,"L-21-046（已替换）","耐震压力表","YN-100","0-2.5MPa","进口",null,"西北锆管厂"]
[1393,"L-21-050","压力表","Y-100","0-1.6MPa",2221,null,"西北锆管厂"]
[1394,"L-21-059","耐震压力表","YN-100","0-1.6MPa","进口",null,"西北锆管厂"]
[1395,"L-21-061","耐震压力表","YN-100","0-2.5MPa","进口",null,"西北锆管厂"]
[1396,"L-21-073","压力表","Y-40","0-1MPa","进口",null,"西北锆管厂"]
[1397,"L-21-121","电接点压力表","Yx-150","0-0.6MPa",3032,null,"西北锆管厂"]
[1398,"L-21-122","电接点压力表","Yx-150","0-1MPa",6833,null,"西北锆管厂"]
[1399,"L-21-124","电接点真空压力表","YXZ-150","-0.1-0.15MPa",2122,null,"西北锆管厂"]
[1400,"L-21-126","电接点真空压力表","YZX-150","-0.1-0.15MPa",504,"青岛花青仪器仪表有限公司","西北锆管厂"]
[1401,"L-21-127","电接点真空压力表","YZX-150","-0.1-0MPa",423,"青岛花青仪器仪表有限公司","西北锆管厂"]
[1402,"L-21-130","微机型数显复合真空计","ZDF-Ⅲ","10(1)-10(-4)Pa",201,null,"西北锆管厂"]
[1403,"L-21-132","微机型数显复合真空计","ZDF-Ⅲ-LED","10(1)-10(-4)Pa",1433,null,"西北锆管厂"]
[1404,"L-21-153","气压表","Y-50","0-1MPa",9030103,null,"西北锆管厂"]
[1405,"L-21-154","气压表","Y-40","0-1MPa",null,null,"西北锆管厂"]
[1406,"L-21-155","气压表","Y-60","0-16Bar","进口",null,"西北锆管厂"]
[1407,"L-21-157-1","气压表","Y-60","0-16Bar","进口",null,"西北锆管厂"]
[1408,"L-21-158","耐震压力表","YN-100","0-2.5MPa",5648,null,"西北锆管厂"]
[1409,"L-21-177","压力表","Y-40","0-1.6MPa","进口",null,"西北锆管厂"]
[1410,"L-21-209","耐震压力表","YN-100","0-60MPa",3595,null,"西北锆管厂"]
[1411,"L-21-214","电接点压力表","Yx-150","0-40MPa",3711012,null,"西北锆管厂"]
[1412,"L-21-219","氧气压力表","YO-60","0-25MPa",735,null,"西北锆管厂"]
[1413,"L-21-220","氩气压力表","YAr-60","0-25MPa",null,null,"西北锆管厂"]
[1414,"L-21-234","耐震压力表","YN-100","0-2.5MPa",2386,"雷尔达仪表有限公司","西北锆管厂"]
[1415,"L-21-241","氧气表","YO-80",null,4.205,"宁波隆兴焊割科技股份有限公司","西北锆管厂"]
[1416,"L-21-242","氧气表","YO-80","0-25MPa",4.206,"宁波隆兴焊割科技股份有限公司","西北锆管厂"]
[1417,"L-21-243","乙炔表","YE-60","0-0.25MPa",1.726,"上海长城仪表厂","西北锆管厂"]
[1418,"L-21-244","乙炔表","YE-60","0-4MPa",11030,"上海长城仪表厂","西北锆管厂"]
[1419,"L-21-245","水表","DN150",null,201111626239,"佳洁","西北锆管厂"]
[1420,"L-21-252","氧气表","YO-60","0-4MPa",9107,"中国青岛","西北锆管厂"]
[1421,"L-21-253","氧气表","YO-60","0-25MPa",2131,"中国青岛","西北锆管厂"]
[1422,"L-21-257","氧气表","YO-60","0-4MPa",1140,"宁波隆兴焊割科技股份有限公司","西北锆管厂"]
[1423,"L-21-259","氧气表","YO-60","0-4MPa",1170,"宁波隆兴焊割科技股份有限公司","西北锆管厂"]
[1424,"L-21-260","氧气表","YO-60","0-25MPa",2410,"宁波隆兴焊割科技股份有限公司","西北锆管厂"]
[1425,"L-21-278","智能压力传感器","ND-Z","0-1MPa",null,"西安力敏传感测控技术有限公司","西北锆管厂"]
[1426,"L-21-281","乙炔压力表","0-4MPa",null,"99.12.8366","宁波隆兴仪表减压器制造有限公司","西北锆管厂"]
[1427,"L-21-282","乙炔压力表","0-0.25MPa",null,"99.9.1329","宁波隆兴仪表减压器制造有限公司","西北锆管厂"]
[1428,"L-21-290","耐震压力表","0-1.6MPa",null,"HC64551902636","中国.红旗仪表有限公司","西北锆管厂"]
[1429,"L-21-296","氧气压力表","0-4MPa",null,11,"宁波隆兴焊割科技股份有限公司","西北锆管厂"]
[1430,"L-21-297","氧气压力表","0-25MPa",null,12,"宁波隆兴焊割科技股份有限公司","西北锆管厂"]
[1431,"Q21004","气内测校",null,"φ14.88","1D3-241      1E2-414",null,"西北锆管厂"]
[1432,"Q21005","气内测校",null,"φ4.98","1111-1172   1111-1173",null,"西北锆管厂"]
[1433,"Q21008","气外测校",null,"φ10.00                     φ10.0400                φ9.9592","QCN-03066-1",null,"西北锆管厂"]
[1434,"Q21024","气内测校",null,"φ6.72","JCN092102-278  1R8  756      1R8  757",null,"西北锆管厂"]
[1435,"Q21038","气外测校",null,"φ9.5±0.05           φ9.5502                   φ9.4510","QCW-M        QSW-1N8 202",null,"西北锆管厂"]
[1436,"Q21067","环规    量头","Φ5±0.02mm","Φ4.9792mm  Φ5.0187mm","1U618  1U617  1#","中原量仪厂","西北锆管厂"]
[1437,"Q21075","气内测校","Φ12.1±0.06",null,"1v7047     1v7046","西安翔麟","西北锆管厂"]
[1438,"Q21080","气内测校","Φ5±0.03mm","Φ5.029mm  Φ4.969mm",null,"西安翔麟","西北锆管厂"]
[1439,"R-21-015","智能数显温控仪","903P","0-1100℃",15,null,"西北锆管厂"]
[1440,"R-21-017","智能数显温控仪","903P","0-1100℃",17,null,"西北锆管厂"]
[1441,"R-21-030","多路巡检仪","DR020","20个通道",null,null,"西北锆管厂"]
[1442,"R-21-034","温度计",null,"0-200℃",null,null,"西北锆管厂"]
[1443,"R-21-042","热电偶","E型",null,12090401,null,"西北锆管厂"]
[1444,"R-21-043","热电偶","E型",null,12090402,null,"西北锆管厂"]
[1445,"R-21-044","热电偶","E型",null,12090403,null,"西北锆管厂"]
[1446,"R-21-066","热电偶","E型",null,"20140324-3",null,"西北锆管厂"]
[1447,"R-21-067","热电偶","E型",null,"20140324-4",null,"西北锆管厂"]
[1448,"R-21-068","热电偶","E型",null,"20140324-5",null,"西北锆管厂"]
[1449,"R-21-069","热电偶","K型",{"$nulls":3},"西北锆管厂"]
[1450,"R-21-070","热电偶","K型",{"$nulls":3},"西北锆管厂"]
[1451,"R-21-071","热电偶","K型",{"$nulls":3},"西北锆管厂"]
[1452,"R-21-087","数显调节仪","FP33",null,8,null,"西北锆管厂"]
[1453,"RR-21003","热电偶","K双","0-1100℃",3,null,"西北锆管厂"]
[1454,"RR-21004","热电偶","K双","0-1100℃",4,null,"西北锆管厂"]
[1455,"RR-21006","热电偶","K双","0-1100℃",6,null,"西北锆管厂"]
[1456,"RR-21007","热电偶","K双","0-1100℃",7,null,"西北锆管厂"]
[1457,"RR-21009","热电偶","K双","0-1100℃",9,null,"西北锆管厂"]
[1458,"RR-21010","热电偶","K双","0-1100℃",10,null,"西北锆管厂"]
[1459,"RR-21011","热电偶","K双","0-1100℃",11,null,"西北锆管厂"]
[1460,"RR-21012","热电偶","K双","0-1100℃",12,null,"西北锆管厂"]
[1461,"RR-21013","热电偶","K双","0-1100℃",13,null,"西北锆管厂"]
[1462,"RR-21014","热电偶","K双","0-1100℃",14,null,"西北锆管厂"]
[1463,"RR-21015","热电偶","K双","0-1100℃",15,null,"西北锆管厂"]
[1464,"RR-21016","热电偶","K","0-1100℃",16,null,"西北锆管厂"]
[1465,"RR-21018","热电偶","K","0-1100℃",18,null,"西北锆管厂"]
[1466,"RR-21019","热电偶","K","0-1100℃",19,null,"西北锆管厂"]
[1467,"RR-21020","热电偶","K","0-1100℃",20,null,"西北锆管厂"]
[1468,"RR-21021","热电偶","K","0-1100℃",21,null,"西北锆管厂"]
[1469,"RR-21022","热电偶","K","0-1100℃",22,null,"西北锆管厂"]
[1470,"RR-21023","热电偶","K","0-1100℃",23,null,"西北锆管厂"]
[1471,"RR-21024","热电偶","K","0-1100℃",24,null,"西北锆管厂"]
[1472,"RR-21027","热电偶","K","0-1100℃",27,null,"西北锆管厂"]
[1473,"RR-21028","热电偶","K","0-1100℃",28,null,"西北锆管厂"]
[1474,"RR-21031","热电偶","K","0-1100℃",31,null,"西北锆管厂"]
[1475,"RR-21032","热电偶","K","0-1100℃",32,null,"西北锆管厂"]
[1476,"RR-21033","热电偶","K","0-1100℃",33,null,"西北锆管厂"]
[1477,"RR-21037","热电偶","K","0-1100℃",37,null,"西北锆管厂"]
[1478,"RR-21042","热电偶","K","0-1100℃",42,null,"西北锆管厂"]
[1479,"RR-21043","热电偶","K","0-1100℃",43,null,"西北锆管厂"]
[1480,"RR-21046","热电偶","K","0-1100℃",46,null,"西北锆管厂"]
[1481,"RR-21047","热电偶","K","0-1100℃",47,null,"西北锆管厂"]
[1482,"RR-21048","热电偶","K","0-1100℃",48,null,"西北锆管厂"]
[1483,"RR-21049","热电偶","K","0-1100℃",49,null,"西北锆管厂"]
[1484,"RR-21050","热电偶","K","0-1100℃",50,null,"西北锆管厂"]
[1485,"RR-21051","热电偶","K","0-1100℃",51,null,"西北锆管厂"]
[1486,"RR-21052","热电偶","K","0-1100℃",52,null,"西北锆管厂"]
[1487,"RR-21053","热电偶","K型",{"$nulls":3},"西北锆管厂"]
[1488,"W-21-10","里氏多功能硬度计","HLN-11D",null,1224,null,"西北锆管厂"]
[1489,"W-21-102","塞尺","华贸","200mm",5,null,"西北锆管厂"]
[1490,"W-21-109","塞尺","河北","300mm",null,null,"西北锆管厂"]
[1491,"W-21-113","塞尺","300mm",null,"X001","上海惠申金属制品公司","西北锆管厂"]
[1492,"W-21-114","塞尺","300mm",null,"X002","上海惠申金属制品公司","西北锆管厂"]
[1493,"W-21-115","塞尺","300mm",null,"X003","上海惠申金属制品公司","西北锆管厂"]
[1494,"W-21-118","塞尺","150mm",null,"XG02","沧州市长城量具有限公司","西北锆管厂"]
[1495,"W-21-119","塞尺","150mm",null,"CG03","沧州市长城量具有限公司","西北锆管厂"]
[1496,"W-21-122","塞尺","100mm",null,"XG06","沧州市长城量具有限公司","西北锆管厂"]
[1497,"W-21-124","塞尺","（0.02-1)mm",null,"西锆3","上海申工","西北锆管厂"]
[1498,"W-21-126","塞尺","0.02-0.5mm",null,"X015","上海申工","西北锆管厂"]
[1499,"W-21-127","塞尺","0.02-0.5mm",null,"X016","上海申工","西北锆管厂"]
[1500,"W-21-128","塞尺","0.02-1.00mm","0.02-1.00mm","XG131","河北沧州","西北锆管厂"]
[1501,"W-21-13","机械秒表","504型",null,null,"上海星钻秒表有限公司","西北锆管厂"]
[1502,"W-21-130","塞尺","0.02-1.00mm","0.02-1.00mm","XG133","河北沧州","西北锆管厂"]
[1503,"W-21-133","塞尺","0.03-0.5",null,"西锆2",null,"西北锆管厂"]
[1504,"W-21-14","塞尺","华贸","200mm",6,null,"西北锆管厂"]
[1505,"W-21-17","机械秒表","504型",null,1,null,"西北锆管厂"]
[1506,"W-21-18","电子秒表","FT-20A",{"$nulls":3},"西北锆管厂"]
[1507,"W-21-19","电子秒表","FT-20A",{"$nulls":3},"西北锆管厂"]

{"sheet":"Sheet10","index":1,"n_rows":49,"n_cols":7,"rows_kept":49,"merged":[[0,0,1,2],[2,0,2,6],[3,1,3,4],[3,5,3,6],[4,1,4,4],[4,5,4,6],[5,1,5,4],[5,5,5,6],[6,1,6,4],[6,5,6,6],[7,1,7,4],[7,5,7,6],[8,1,8,4],[8,5,8,6],[9,1,9,4],[9,5,9,6],[10,1,10,4],[10,5,10,6],[11,1,11,4],[11,5,11,6],[12,1,12,4],[12,5,12,6],[14,1,14,6],[31,1,31,6],[32,1,32,4],[32,5,32,6],[33,1,33,4],[33,5,33,6],[36,1,36,5]]}
["未登记入账："]
[]
["管材制造厂"]
[null,"名称",{"$nulls":3},"数量"]
[null,"压力表",{"$nulls":3},"56台"]
[null,"三相四线电能表",{"$nulls":3},"1台"]
[null,"电流表",{"$nulls":3},"3台"]
[null,"电压/电流指示器",{"$nulls":3},"2台"]
[null,"钢卷尺",{"$nulls":3},"5把"]
[null,"塞尺",{"$nulls":3},"7把"]
[null,"直角尺",{"$nulls":3},"3把"]
[null,"圆规",{"$nulls":3},"1把"]
[null,"水平尺",{"$nulls":3},"1把"]
[]
[null,"西北锆管厂"]
[null,"序号","统一编号","名称","型号","测量范围","出厂编号"]
[null,1,21045,null,"哈量","0-3"]
[null,2,null,"氧气压力表","哈量","0-4","11.3.134"]
[null,3,null,"氧气压力表","哈量","0-25","11.3.224"]
[null,4,"R-21-001","巡检仪","AI501",null,427003]
[null,5,"R-21-002","巡检仪","DY24B00D"]
[null,6,"L-21-136","压力表","哈量",null,9720]
[null,7,null,"电接点压力表",null,null,"2000.11.\n1610460-1"]
[null,8,"L-21-012","压力表","YTP-100","0-2.5",6675]
[null,9,"W-21-120","塞尺",null,300]
[null,10,"L-21-037","耐震压力表"]
[null,11,"L-21-279","压力表",null,null,"05.8.13455"]
[null,12,"L-21-212","耐震压力表",null,null,1522]
[null,13,21165,"数显外径千分尺","0-25",null,110595968]
[]
[]
[null,"理化检测"]
[null,"名称",{"$nulls":3},"数量"]
[null,"标准布氏硬度块",{"$nulls":3},5]
[]
[]
[null,"铂铑丝"]
[null,"序号","报废日期","重量","数量","备注"]
[null,1,"2016.8.30","19.778g","2捆","/"]
[null,2,"2013.12.26","8.253g","2捆","/"]
[null,3,2015.5,"7.220g","2捆","/"]
[null,4,"2009.10.22","8.082g","1捆","034"]
[null,5,"2011.10.11","3.249g","1捆",21029]
[null,6,"2009.10.22","6.517g","1捆","036"]
[null,7,"/","8.022g","1捆","/"]
[null,8,"2010.10.25","7.272g","1捆","/"]
[null,9,"/","1.211g","料头","/"]
[null,10,"/","5.000g","1捆","/"]
[null,11,"/","/","2根","包裹在铜块中"]